{"text_format":"3","workbook":"xls","n_sheets":10,"sheets":["封2预算总价","表02工程项目造价汇总表","表03单项工程造价汇总表","表04单位工程造价汇总表","表05分部分项工程量清单与计价表","表06总价措施项目清单与计价表","表07单价措施项目清单与计价表","表10分部分项工程量清单综合单价分析表","表11单价措施项目清单综合单价分析表","表14人工、材料设备、机械汇总表"],"not_rendered":{"external_links":1},"read":"whole","date_system":"1900","formulas":"cached_only"}

{"sheet":"封2预算总价","index":0,"n_rows":16,"n_cols":12,"rows_kept":16,"merged":[[1,1,1,5],[1,6,1,9],[2,6,2,7],[2,8,2,10],[3,0,3,11],[4,0,4,1],[4,2,4,4],[4,5,4,7],[4,8,4,11],[5,0,5,1],[5,2,5,4],[5,5,5,7],[5,8,5,11],[6,1,6,4],[6,6,6,11],[7,1,7,4],[7,5,7,11],[8,1,8,4],[8,6,8,11],[9,1,9,4],[9,6,9,11],[10,1,10,11],[11,1,11,11],[12,1,12,4],[12,6,12,11],[13,6,13,7],[13,8,13,10],[15,6,15,11]],"flags":["formulas_cached_only"]}
["  封2"," "," "," "," "," "," ",null," ",null,null," "]
[" ","漳州无极药业有限公司危险品库",{"$nulls":4},"工程",{"$nulls":4}," "]
[" "," "," "," "," "," "," ",null," ",null,null," "]
["预 算 总 价"]
["预算总价（小写）：",null,"140438.44元",null,null,"其中：甲供材料费",null,null,"0元"]
["        （大写）：",null,"壹拾肆万零肆佰叁拾捌元肆角肆分",null,null,"其中：甲供材料费",null,null,"零元整"]
["招 标 人："," ",{"$nulls":3}," 造价咨询人："," "]
[" ","（单位盖章）",{"$nulls":3},"（单位盖章或资质专用章）"]
["法定代表人\n或其授权人："," ",{"$nulls":3}," 法定代表人\n 或其授权人："," "]
[" ","（签字或盖章）",{"$nulls":3}," ","（签字或盖章）"]
["造价工程师："," "]
[" ","（签字盖专用章）"]
["编制时间：","2019年12月11日",{"$nulls":3},"复核时间：","2019年12月11日"]
[" "," "," "," "," "," "," ",null," ",null,null," "]
[]
[null," "," "," "," "," "," "]

{"sheet":"表02工程项目造价汇总表","index":1,"n_rows":8,"n_cols":4,"rows_kept":8,"merged":[[1,0,1,3],[2,0,2,2],[5,0,5,1]],"flags":["formulas_cached_only"]}
["  表2"," "," "," "]
["工程项目造价汇总表"]
["工程名称：漳州无极药业有限公司危险品库",null,null,"第1页 共1页"]
["序号","单项工程名称","金额（元）","其中：\n安全文明施工费\n（元）"]
["1","危险品库","140438.44","4816.16"]
["合    计",null,"140438.44","4816.16"]
[]
[null," "," "," "]

{"sheet":"表03单项工程造价汇总表","index":2,"n_rows":10,"n_cols":4,"rows_kept":10,"merged":[[1,0,1,3],[2,0,2,2],[7,0,7,1]],"flags":["formulas_cached_only"]}
["  表3"," "," "," "]
["单项工程造价汇总表"]
["工程名称：危险品库",null,null,"第1页 共1页"]
["序号","单位工程名称","金额（元）","其中：\n安全文明施工费\n（元）"]
[" "," "," "," "]
["1","土建单位工程","115686.79","3967.13"]
["2","安装单位工程","24751.65","849.03"]
["合    计",null,"140438.44","4816.16"]
[]
[null," "," "," "]

{"sheet":"表04单位工程造价汇总表","index":3,"n_rows":52,"n_cols":4,"rows_kept":52,"merged":[[1,0,1,3],[2,0,2,1],[2,2,2,3],[3,1,3,2],[4,1,4,2],[5,1,5,2],[6,1,6,2],[7,1,7,2],[8,1,8,2],[9,1,9,2],[10,1,10,2],[11,1,11,2],[12,1,12,2],[13,1,13,2],[14,1,14,2],[15,1,15,2],[16,1,16,2],[17,1,17,2],[18,1,18,2],[19,1,19,2],[20,1,20,2],[21,1,21,2],[22,1,22,2],[23,1,23,2],[24,1,24,2],[25,1,25,2],[26,0,26,2],[30,0,30,3],[31,0,31,1],[31,2,31,3],[32,1,32,2],[33,1,33,2],[34,1,34,2],[35,1,35,2],[36,1,36,2],[37,1,37,2],[38,1,38,2],[39,1,39,2],[40,1,40,2],[41,1,41,2],[42,1,42,2],[43,1,43,2],[44,1,44,2],[45,1,45,2],[46,1,46,2],[47,1,47,2],[48,1,48,2],[49,0,49,2]],"flags":["formulas_cached_only"]}
["  表4"," "," "," "]
["单位工程造价汇总表"]
["工程名称：危险品库_土建单位工程",null,"第1页 共2页"]
["序号","汇  总  内  容",null,"金额（元）"]
[" "," ",null," "]
[" "," ",null," "]
["1","分部分项工程费",null,"88011.48"]
["1.1","土石方工程",null,"717.14"]
["1.2","砌筑工程",null,"9409.9"]
["1.3","混凝土及钢筋混凝土工程",null,"22463.37"]
["1.4","金属结构工程",null,"5710.62"]
["1.5","门窗工程",null,"3928.4"]
["1.6","楼地面装饰工程",null,"3273.77"]
["1.7","墙、柱面装饰与隔断、幕墙工程",null,"7345.76"]
["1.8","油漆、涂料、裱糊工程",null,"6267.06"]
["1.9","其他装饰工程",null,"321.35"]
["1.10","室外工程",null,"28574.11"]
["2","措施项目费",null,"27641.26"]
["2.1","总价措施项目费",null,"4838.97"]
["2.1.1","安全文明施工费",null,"3967.13"]
["2.1.2","其他总价措施费",null,"387.85"]
["2.2","单价措施项目费",null,"22802.29"]
["3","其他项目费",null,"34.05"]
["3.1","暂列金额",null,"34.05"]
["3.2","专业工程暂估价",null,"0"]
["3.3","总承包服务费",null,"0"]
["合计=1+2+3",null,null,"115686.79"]
[]
[null," "," "," "]
["  表4"," "," "," "]
["单位工程造价汇总表"]
["工程名称：危险品库_安装单位工程",null,"第2页 共2页"]
["序号","汇  总  内  容",null,"金额（元）"]
[" "," ",null," "]
["1","分部分项工程费",null,"23461.24"]
["1.1","喷淋工程",null,"4064.17"]
["1.2","给排水工程",null,"3596.38"]
["1.3","强电工程",null,"14373.66"]
["1.4","可燃气检测报警工程",null,"1049.55"]
["1.5","消防工程",null,"377.48"]
["2","措施项目费",null,"1290.41"]
["2.1","总价措施项目费",null,"1035.62"]
["2.1.1","安全文明施工费",null,"849.03"]
["2.1.2","其他总价措施费",null,"83.01"]
["2.2","单价措施项目费",null,"254.79"]
["3","其他项目费",null,"0"]
["3.1","暂列金额",null,"0"]
["3.2","专业工程暂估价",null,"0"]
["3.3","总承包服务费",null,"0"]
["合计=1+2+3",null,null,"24751.65"]
[]
[null," "," "," "]

{"sheet":"表05分部分项工程量清单与计价表","index":4,"n_rows":186,"n_cols":8,"rows_kept":186,"merged":[[0,0,0,1],[1,0,1,7],[2,0,2,5],[2,6,2,7],[3,0,4,0],[3,1,4,1],[3,2,4,2],[3,3,4,3],[3,4,4,4],[3,5,4,5],[3,6,3,7],[7,1,7,7],[12,0,12,6],[13,1,13,7],[18,0,18,6],[19,1,19,7],[26,6,26,7],[27,0,27,1],[28,0,28,7],[29,0,29,5],[29,6,29,7],[30,0,31,0],[30,1,31,1],[30,2,31,2],[30,3,31,3],[30,4,31,4],[30,5,31,5],[30,6,30,7],[44,0,44,6],[45,1,45,7],[48,6,48,7],[49,0,49,1],[50,0,50,7],[51,0,51,5],[51,6,51,7],[52,0,53,0],[52,1,53,1],[52,2,53,2],[52,3,53,3],[52,4,53,4],[52,5,53,5],[52,6,52,7],[59,0,59,6],[60,1,60,7],[64,0,64,6],[65,1,65,7],[69,6,69,7],[70,0,70,1],[71,0,71,7],[72,0,72,5],[72,6,72,7],[73,0,74,0],[73,1,74,1],[73,2,74,2],[73,3,74,3],[73,4,74,4],[73,5,74,5],[73,6,73,7],[76,0,76,6],[77,1,77,7],[81,0,81,6],[82,1,82,7],[86,0,86,6],[87,1,87,7],[89,0,89,6],[90,1,90,7],[94,6,94,7],[95,0,95,1],[96,0,96,7],[97,0,97,5],[97,6,97,7],[98,0,99,0],[98,1,99,1],[98,2,99,2],[98,3,99,3],[98,4,99,4],[98,5,99,5],[98,6,98,7],[104,0,104,6],[105,0,105,6],[107,6,107,7],[108,0,108,1],[109,0,109,7],[110,0,110,5],[110,6,110,7],[111,0,112,0],[111,1,112,1],[111,2,112,2],[111,3,112,3],[111,4,112,4],[111,5,112,5],[111,6,111,7],[114,1,114,7],[129,0,129,6],[130,1,130,7],[134,0,134,6],[135,1,135,7],[139,6,139,7],[140,0,140,1],[141,0,141,7],[142,0,142,5],[142,6,142,7],[143,0,144,0],[143,1,144,1],[143,2,144,2],[143,3,144,3],[143,4,144,4],[143,5,144,5],[143,6,143,7],[163,0,163,6],[164,1,164,7],[172,6,172,7],[173,0,173,1],[174,0,174,7],[175,0,175,5],[175,6,175,7],[176,0,177,0],[176,1,177,1],[176,2,177,2],[176,3,177,3],[176,4,177,4],[176,5,177,5],[176,6,176,7],[179,0,179,6],[180,1,180,7],[182,0,182,6],[183,0,183,6],[185,6,185,7]],"flags":["formulas_cached_only"]}
["  表5",null," "," "," "," "," "," "]
["分部分项工程量清单与计价表"]
["工程名称：危险品库_土建单位工程",{"$nulls":5},"第1页 共8页"]
["序号","项目编码","项目名称","项目特征描述","计量\n单位","工程量","金   额（元）"]
[{"$nulls":6},"综合\n单价","合  价"]
[" "," "," "," "," "," "," "," "]
[" "," "," "," "," "," "," "," "]
["一","土石方工程"]
["1","010101001001","平整场地","  1.平整场地 (挖掘机)","m2","19.36","1.26","24.39"]
["2","010101003001","挖沟槽土方","  1.土壤类别:三类土\n  2.挖土深度:2m以内","m3","32.08","6.57","210.77"]
["3","010103001001","回填方","  1.密实度要求:按设计要求\n  2.填方材料品种:三类土\n  3.填方粒径要求:按设计要求","m3","20.73","9.71","201.29"]
["4","010103002001","余方弃置","  1.废弃料品种:挖方土\n  2.运距:10km","m3","11.35","24.73","280.69"]
["小     计",{"$nulls":6},"717.14"]
["二","砌筑工程"]
["1","010401004001","多孔砖墙","  1.砖品种、规格、强度等级\n:190×190×90 MU10承重多孔砖\n  2.墙体类型、砌筑高度:外墙\n  3.砂浆强度等级、配合比\n:M5水泥砂浆","m3","8.34","692.9","5778.79"]
["2","010405001001","砌筑超高增加费","  1.每增0.5m砌筑超高增加费","m3","0.37","17.11","6.33"]
["3","010607005002","砌块墙钢丝网加固","  1.不同材料交接处挂200宽钢\n丝网","m2","15.62","12.92","201.81"]
["4","010404001001","垫层","  基础换填\n  1.垫层材料种类、配合比、厚\n度:400厚中(粗)砂\n  2.压实系数:大于0.94","m3","12.1","282.89","3422.97"]
["小     计",{"$nulls":6},"9409.9"]
["三","混凝土及钢筋混凝土工程"]
["1","010501001001","垫层","  1.混凝土种类（商品混凝土、\n现场拌制，泵送、非泵送）:预\n拌非泵送普通混凝土\n  2.混凝土强度等级:C15","m3","2.27","605.09","1373.55"]
["2","010501002001","带形基础","  1.混凝土种类（商品混凝土、\n现场拌制，泵送、非泵送）:预\n拌非泵送普通混凝土\n  2.混凝土强度等级:C25","m3","7.7","568.89","4380.45"]
["3","010502001001","矩形柱","  1.混凝土种类（商品混凝土、\n现场拌制，泵送、非泵送）:预\n拌非泵送普通混凝土\n  2.混凝土强度等级:C25","m3","2.32","572.7","1328.66"]
["4","010503004002","圈梁","  墙体基脚\n  1.混凝土种类（商品混凝土、\n现场拌制，泵送、非泵送）:预\n拌非泵送普通混凝土\n  2.混凝土强度等级:C20","m3","1.73","760.62","1315.87"]
["5","010503004001","圈梁","  门槛\n  1.混凝土种类（商品混凝土、\n现场拌制，泵送、非泵送）:预\n拌非泵送普通混凝土\n  2.混凝土强度等级:C20","m3","0.04","760.5","30.42"]
[]
[{"$nulls":4}," "," "," "]
["  表5",null," "," "," "," "," "," "]
["分部分项工程量清单与计价表"]
["工程名称：危险品库_土建单位工程",{"$nulls":5},"第2页 共8页"]
["序号","项目编码","项目名称","项目特征描述","计量\n单位","工程量","金   额（元）"]
[{"$nulls":6},"综合\n单价","合  价"]
["6","010503005001","过梁","  1.混凝土种类（商品混凝土、\n现场拌制，泵送、非泵送）:预\n拌非泵送普通混凝土\n  2.混凝土强度等级:C20","m3","0.25","764.36","191.09"]
["7","010505001001","有梁板","  1.混凝土种类（商品混凝土、\n现场拌制，泵送、非泵送）:预\n拌非泵送抗渗混凝土\n  2.混凝土强度等级:C25P6","m3","2.69","576.85","1551.73"]
["8","010505006001","栏板","  1.混凝土种类（商品混凝土、\n现场拌制，泵送、非泵送）:预\n拌非泵送普通混凝土\n  2.混凝土强度等级:C20","m3","2.08","585.9","1218.67"]
["9","010507005001","压顶","  1.混凝土种类（商品混凝土、\n现场拌制，泵送、非泵送）:预\n拌非泵送普通混凝土\n  2.混凝土强度等级:C20","m3","0.1","719","71.9"]
["10","010515001001","现浇构件钢筋","  1.现浇构件圆钢筋HPB300以内\n (直径6mm)","t","0.052","6598.65","343.13"]
["11","010515001002","现浇构件钢筋","  2.现浇构件圆钢筋HPB300以内\n (直径10mm)","t","0.011","6598.18","72.58"]
["12","010515001003","现浇构件钢筋","  现浇构件带肋钢筋HRB400以内\n (直径6mm)","t","0.012","6408.33","76.9"]
["13","010515001004","现浇构件钢筋","  1.现浇构件带肋钢筋HRB400以\n内 (直径8mm)","t","0.68","6407.97","4357.42"]
["14","010515001005","现浇构件钢筋","  1.现浇构件带肋钢筋HRB400以\n内 (直径12mm)","t","0.213","5815.63","1238.73"]
["15","010515001006","现浇构件钢筋","  1.现浇构件带肋钢筋HRB400以\n内 (直径14mm)","t","0.022","5737.27","126.22"]
["16","010515001007","现浇构件钢筋","  1.现浇构件带肋钢筋HRB400以\n内 (直径16mm)","t","0.472","5681.29","2681.57"]
["17","010515001008","现浇构件钢筋","  1.现浇构件带肋钢筋HRB400以\n内 (直径20mm)","t","0.39","5396.1","2104.48"]
["小     计",{"$nulls":6},"22463.37"]
["四","金属结构工程"]
["1","010606002001","钢檩条","  1.钢材品种、规格:Q235B\n  2.构件类型:Z型钢\n  3.单根质量:0.3t以内\n  4.安装高度:5M以内\n  5.金属构件运输:二类金属构\n件，运距自行考虑\n  6.防火要求:薄型防火涂料，\n耐火极限2.0h","t","0.093","20316.24","1889.41"]
[]
[{"$nulls":4}," "," "," "]
["  表5",null," "," "," "," "," "," "]
["分部分项工程量清单与计价表"]
["工程名称：危险品库_土建单位工程",{"$nulls":5},"第3页 共8页"]
["序号","项目编码","项目名称","项目特征描述","计量\n单位","工程量","金   额（元）"]
[{"$nulls":6},"综合\n单价","合  价"]
["2","010606013001","零星钢构件","  1.檩托板、隅撑、拉杆制作\n  2.檩托板、隅撑、拉杆安装\n  3.金属构件运输:二类金属构\n件，运距自行考虑\n  4.金属构件除锈:抛丸除锈达\nSa2.5\n  5.金属面 (红丹防锈漆两遍)\n  6.金属面 (调和漆二遍)\n  7.钢结构防火涂料 (薄型 耐\n火极限2小时)","t","0.032","16239.06","519.65"]
["3","010901002001","型材屋面","  1.屋面YX51-380-760型0.6厚\n隐藏式单层彩钢板\n  2.50mm厚保温玻璃棉毡（含铝\n箔）\n  3.不锈钢丝网200x200","m2","15.96","118.67","1893.97"]
["4","060212010001","预埋件安装","1.预埋铁件安装","t","0.023","9283.04","213.51"]
["5","010606011001","钢板天沟","1.3mm厚钢板天沟","t","0.11","6309.55","694.05"]
["6","010902003001","屋面刚性防水","  1.墙面彩板 (包角、包边、墙\n面泛水)","m2","6.3","79.37","500.03"]
["小     计",{"$nulls":6},"5710.62"]
["五","门窗工程"]
["1","010802001001","金属（塑钢）门","  M1221\n  1.门框、扇材质:平开钢大门","m2","2.52","455.53","1147.94"]
["2","010807001001","金属(塑钢、断桥\n)窗","  C1517\n  1.框、扇材质:70系列银色铝\n合金框，铝合金固定窗\n  2.玻璃品种、厚度:δ6钢化玻\n璃","m2","2.55","317.7","810.14"]
["3","010807001002","金属(塑钢、断桥\n)窗","  C2917\n  1.框、扇材质:70系列银色铝\n合金框，铝合金固定窗，铝合金\n平开窗\n  2.玻璃品种、厚度:δ6钢化玻\n璃","m2","4.93","399.66","1970.32"]
["小     计",{"$nulls":6},"3928.4"]
["六","楼地面装饰工程"]
["1","011101001001","水泥砂浆楼地面","  仓库地面\n  详12J304-DE2/106\n  1.20厚1:2.5不发火水泥砂浆\n抹平\n  2.水泥浆一道(内掺建筑胶)\n  3.150厚C15混凝土垫层\n  4.300厚夯石砂垫层\n  5.素土夯实","m2","16","159.64","2554.24"]
["2","011101006001","平面砂浆找平层","  雨披面层\n  1.20厚1:2水泥砂浆找平\n  2.2厚JS防水涂料","m2","8.8","62.53","550.26"]
[]
[{"$nulls":4}," "," "," "]
["  表5",null," "," "," "," "," "," "]
["分部分项工程量清单与计价表"]
["工程名称：危险品库_土建单位工程",{"$nulls":5},"第4页 共8页"]
["序号","项目编码","项目名称","项目特征描述","计量\n单位","工程量","金   额（元）"]
[{"$nulls":6},"综合\n单价","合  价"]
["3","011105001001","水泥砂浆踢脚线","  仓库踢脚\n  详11J930-1/H27\n  1.10厚1:2水泥砂浆面层压光\n  2.15厚1:3水泥砂浆打底，扫\n毛或划出纹道","m2","1.92","88.16","169.27"]
["小     计",{"$nulls":6},"3273.77"]
["七","墙、柱面装饰与隔断、幕墙工程"]
["1","011201004001","立面砂浆找平层","  仓库内墙面\n  05J909-内墙4A1/NQ6\n  1.2厚纸筋灰罩面\n  2.14厚1:3:9水泥石灰膏砂浆\n打底分层抹平","m2","55.2","33.92","1872.38"]
["2","011201004002","立面砂浆找平层","  仓库外墙面\n  详11J930-外墙6/F3\n  1.6厚1:2.5水泥砂浆找平\n  2.9厚1:1:6水泥砂浆中层、刮\n平扫毛或划出纹道\n  3.3厚专用聚合物砂浆底面刮\n糙；或专用界面剂甩毛","m2","82.96","56.05","4649.91"]
["3","011201001001","墙面一般抹灰","  栏板内侧\n  1.12厚1:3水泥砂浆抹灰\n  2.6厚1:2.5水泥砂浆抹灰","m2","20.8","39.59","823.47"]
["小     计",{"$nulls":6},"7345.76"]
["八","油漆、涂料、裱糊工程"]
["1","011407001002","墙面喷刷涂料","  仓库内墙面\n  05J909-内墙4A1/NQ6\n  1.白色无机硅酸盐涂料","m2","55.2","10.45","576.84"]
["2","011407001001","墙面喷刷涂料","  仓库外墙面\n  详11J930-外墙6/F3\n  1.涂饰丙烯酸面层涂料两遍\n  2.复补腻子磨平\n  3.刷封底涂料\n  4.满刮腻子磨平","m2","82.96","64.54","5354.24"]
["3","011406001001","抹灰面油漆涂料","  雨披底面天棚\n  1.清扫、满刮腻子二遍、打磨\n  2.刷底漆一遍\n  3.乳胶漆二遍","m2","8.8","38.18","335.98"]
["小     计",{"$nulls":6},"6267.06"]
["九","其他装饰工程"]
["1","011502001001","金属装饰线","  1.铝合金滴水线","m","24.4","13.17","321.35"]
["小     计",{"$nulls":6},"321.35"]
["十","室外工程"]
["1","040203007002","水泥混凝土","  危险品库周边路面硬化\n  1.20cm厚4.5MPa预拌混凝土面\n层","m2","151.24","109.65","16583.47"]
["2","BC001004","树枝切割、清理、\n外运包干价"," ","项","1","4000","4000"]
[]
[{"$nulls":4}," "," "," "]
["  表5",null," "," "," "," "," "," "]
["分部分项工程量清单与计价表"]
["工程名称：危险品库_土建单位工程",{"$nulls":5},"第5页 共8页"]
["序号","项目编码","项目名称","项目特征描述","计量\n单位","工程量","金   额（元）"]
[{"$nulls":6},"综合\n单价","合  价"]
["3","BC001005","清理场地、破除原\n有路面、垃圾装车\n外运包干价"," ","项","1","4000","4000"]
["4","010507003002","电缆沟、地沟、明\n暗沟","  详12J003-11/A3、a/A2\n  1.砖砌暗沟\n  2.混凝土盖板200×300","m","15.8","171.25","2705.75"]
["5","010507001003","散水","  室外散水\n  详11J930-散4/A8\n  1.60厚C20混凝土面层，撒\n1:1水泥砂子压实赶光\n  2.150厚3:7灰土夯实宽出面层\n100，向外坡3~5%\n  3.素土夯实","m2","4.74","105.14","498.36"]
["6","010507001004","坡道","  室外坡道\n  详11J930-坡6/A14\n  1.50厚C20细石混凝土面层，\n随捣随抹成粗麻面\n  2.100厚C20混凝土\n  3.300厚3:7灰土分两步夯实，\n宽出面层300\n  4.素土夯实","m2","3.6","218.48","786.53"]
["小     计",{"$nulls":6},"28574.11"]
["合     计",{"$nulls":6},"88011.48"]
[]
[{"$nulls":4}," "," "," "]
["  表5",null," "," "," "," "," "," "]
["分部分项工程量清单与计价表"]
["工程名称：危险品库_安装单位工程",{"$nulls":5},"第6页 共8页"]
["序号","项目编码","项目名称","项目特征描述","计量\n单位","工程量","金   额（元）"]
[{"$nulls":6},"综合\n单价","合  价"]
[" "," "," "," "," "," "," "," "]
["一","喷淋工程"]
["1","030901001004","水喷淋钢管","1.钢塑复合管（1.2Mpa 丝扣连\n接）DN25","m","5.4","63.24","341.5"]
["2","030901001001","水喷淋钢管","1.钢塑复合管（1.2Mpa 丝扣连\n接）DN32","m","2.9","76.73","222.52"]
["3","030901001002","水喷淋钢管","1.钢塑复合管（1.2Mpa 丝扣连\n接）DN50","m","15.4","93.7","1442.98"]
["4","031201001003","管道刷油","1.管道刷油 环氧沥青漆 (共2遍\n)","m2","2.03","13.32","27.04"]
["5","031201001001","管道刷油","1.管道刷油 银粉漆 (共2遍)","m2","1.84","7.44","13.69"]
["6","010101007003","管沟土方","1.管道挖填土方 (管道公称直径\n(50mm以内)  0.6m深)","m","10.2","38.81","395.86"]
["7","031003013002","水表","1.水表LXS-50","个","1","309.76","309.76"]
["8","031003001003","螺纹阀门","1.全喷塑软密封闸阀DN50","个","2","156.25","312.5"]
["9","031003001001","螺纹阀门","1.电磁阀ZCSDN50","个","1","336.47","336.47"]
["10","BC001003","阀门箱","1.防水阀门箱","座","1","250","250"]
["11","031002001002","管道支架","1.管道支架制作 单件重量\n(100kg以内)\n2.管道支架安装 单件重量\n(100kg以内)","kg","3.78","17.8","67.28"]
["12","031201003002","金属结构刷油","1.手工除锈 一般钢结构 (轻锈 \n)\n2.金属结构刷油 一般钢结构 红\n丹防锈漆 (共2遍)\n3.金属结构刷油 一般钢结构 调\n和漆 (共2遍)","kg","3.78","2.12","8.01"]
["13","031002003002","套管","1.穿墙套管DN32\n2.预留孔洞 混凝土墙体 (公称\n直径(50mm以内))","个","2","46.64","93.28"]
["14","030901003002","水喷淋(雾)喷头","1.开式喷头","个","4","60.82","243.28"]
["小     计",{"$nulls":6},"4064.17"]
["二","给排水工程"]
["1","031001006002","塑料管","1.给排水管道 室内 塑料雨水管\n(粘接)DN200)","m","8.6","138.53","1191.36"]
["2","010101007001","管沟土方","1.管道挖填土方 (管道公称直径\n(200mm以内)   1.0m深)","m","7.7","79.56","612.61"]
["3","040504001002","砌筑井","1.排水井垫层 混凝土  0.13m3\n2.砖墙 (抹灰 井内侧)  8.35m2\n3.砖砌井壁 (圆形)  0.88m3\n4.井底流槽 (砖砌)  0.08m3\n5.检查井井盖、座(普通铸铁)","座","1","1792.41","1792.41"]
["小     计",{"$nulls":6},"3596.38"]
["三","强电工程"]
["1","030404017002","配电箱","  1.ZAL防水防爆配电箱IP65","台","1","7213.25","7213.25"]
["2","030411001005","配管","1.钢管敷设 (砖、混凝土结构暗\n配 SC32)","m","7.6","25.92","196.99"]
[]
[{"$nulls":4}," "," "," "]
["  表5",null," "," "," "," "," "," "]
["分部分项工程量清单与计价表"]
["工程名称：危险品库_安装单位工程",{"$nulls":5},"第7页 共8页"]
["序号","项目编码","项目名称","项目特征描述","计量\n单位","工程量","金   额（元）"]
[{"$nulls":6},"综合\n单价","合  价"]
["3","030411001001","配管","1.钢管敷设 (砖、混凝土结构明\n配 SC25)","m","25.2","28.1","708.12"]
["4","030411001002","配管","1.钢管敷设 (砖、混凝土结构明\n配 SC20)","m","20.6","19.66","405"]
["5","030411004004","配线","1.管内穿线BV-2.5","m","106.4","3.67","390.49"]
["6","030411004001","配线","1.管内穿线BV-4","m","27","4.35","117.45"]
["7","030408001003","电力电缆","1.室内敷设电力电缆 铜芯电力\n电缆敷设 电缆KYJ-6*1.5)","m","13.12","33.15","434.93"]
["8","030408006003","电力电缆头","1.电力电缆终端头制作安装 \nlkV以下室内干包式铜芯电力电\n缆 电缆截面(≤10mm2)","个","4","81.05","324.2"]
["9","030412002002","工厂灯","1.防爆LED工厂灯（50W LED灯）","套","1","543.93","543.93"]
["10","030404035002","插座","1.防爆型插座（RYD-E01 16A 安\n全型）","个","1","76.04","76.04"]
["11","030411005002","接线箱","1.现场按钮箱（防爆 GT-0101）","个","4","201.18","804.72"]
["12","030411006004","接线盒","1.钢制灯头盒","个","1","7.28","7.28"]
["13","030411006001","接线盒","1.钢制开关盒","个","1","7.46","7.46"]
["14","030409005003","避雷网","1.利用φ12镀锌圆钢沿外墙边沿\n做避雷带","m","27.01","32","864.32"]
["15","030409005001","避雷网","1.接地联线","m","17.6","4.94","86.94"]
["16","030409003002","避雷引下线","1.避雷引下线敷设 利用建筑结\n构钢筋引下\n2.避雷网安装 柱钢筋与圈梁钢\n筋焊接  8处\n3.避雷网安装 接地测试点安装 \n 4处","m","27.01","26.24","708.74"]
["17","030409008002","等电位端子箱、测\n试板","1.等电位装置安装 总等电位端\n子箱 (暗装)","台","1","165.79","165.79"]
["18","030409002002","接地母线","1.-40*4热镀锌扁钢","m","11.43","17.97","205.4"]
["19","030414002002","送配电装置系统","1.输配电装置系统调试 ≤1kV交\n流供电","系统","1","303.95","303.95"]
["20","030414011002","接地装置","1.接地系统测试 接地网","系统","1","808.66","808.66"]
["小     计",{"$nulls":6},"14373.66"]
["四","可燃气检测报警工程"]
["1","030411001003","配管","1.钢管敷设 (砖、混凝土结构暗\n配 SC15)","m","16.7","14.22","237.47"]
["2","030411004002","配线","1.管内穿线BV-1.5","m","23.2","3.05","70.76"]
["3","030408001001","电力电缆","1.室内敷设电力电缆 铜芯电力\n电缆敷设 电缆KVV-4*1.5)","m","7.28","26.5","192.92"]
["4","030408006001","电力电缆头","1.电力电缆终端头制作安装 \nlkV以下室内干包式铜芯电力电\n缆 电缆截面(≤10mm2)","个","2","64.84","129.68"]
["5","030904001003","点型探测器","1.防爆型气体探测器（RBK-\n6000-AF）","个","1","271.52","271.52"]
["6","030904001001","点型探测器","1.定温温度感应器（防爆 \nDC24V)","个","1","132.28","132.28"]
[]
[{"$nulls":4}," "," "," "]
["  表5",null," "," "," "," "," "," "]
["分部分项工程量清单与计价表"]
["工程名称：危险品库_安装单位工程",{"$nulls":5},"第8页 共8页"]
["序号","项目编码","项目名称","项目特征描述","计量\n单位","工程量","金   额（元）"]
[{"$nulls":6},"综合\n单价","合  价"]
["7","030411006002","接线盒","1.钢制开关盒","个","2","7.46","14.92"]
["小     计",{"$nulls":6},"1049.55"]
["五","消防工程"]
["1","030901013002","灭火器","1.灭火器MF/ABC4","具","4","94.37","377.48"]
["小     计",{"$nulls":6},"377.48"]
["合     计",{"$nulls":6},"23461.24"]
[]
[{"$nulls":4}," "," "," "]

{"sheet":"表06总价措施项目清单与计价表","index":5,"n_rows":23,"n_cols":5,"rows_kept":23,"merged":[[1,0,1,4],[2,0,2,2],[2,3,2,4],[9,0,9,3],[13,0,13,4],[14,0,14,2],[14,3,14,4],[20,0,20,3]],"flags":["formulas_cached_only"]}
["  表6"," "," "," "," "]
["总价措施项目清单与计价表"]
["工程名称：危险品库_土建单位工程",null,null,"第1页 共2页"]
["序号","项  目  名  称","计 算 基 础","费率（%）","金额（元）"]
[" "," "," "," "," "]
[" "," "," "," "," "]
["1","安全文明施工费","110813.77","3.58%","3967.13"]
["2","其他总价措施费","110813.77","0.35%","387.85"]
["3","扬尘防治措施费","3967.13","12.2%","483.99"]
["合    计",{"$nulls":3},"4838.97"]
[]
[null," "," "," "," "]
["  表6"," "," "," "," "]
["总价措施项目清单与计价表"]
["工程名称：危险品库_安装单位工程",null,null,"第2页 共2页"]
["序号","项  目  名  称","计 算 基 础","费率（%）","金额（元）"]
[" "," "," "," "," "]
["1","安全文明施工费","23716.03","3.58%","849.03"]
["2","其他总价措施费","23716.03","0.35%","83.01"]
["3","扬尘防治措施费","849.03","12.2%","103.58"]
["合    计",{"$nulls":3},"1035.62"]
[]
[null," "," "," "," "]

{"sheet":"表07单价措施项目清单与计价表","index":6,"n_rows":69,"n_cols":8,"rows_kept":69,"merged":[[1,0,1,7],[2,0,2,6],[3,0,4,0],[3,1,4,1],[3,2,4,2],[3,3,4,3],[3,4,4,4],[3,5,4,5],[3,6,3,7],[7,1,7,7],[15,0,15,6],[16,1,16,7],[32,6,32,7],[34,0,34,7],[35,0,35,6],[36,0,37,0],[36,1,37,1],[36,2,37,2],[36,3,37,3],[36,4,37,4],[36,5,37,5],[36,6,36,7],[42,0,42,6],[43,1,43,7],[47,0,47,6],[48,0,48,6],[50,6,50,7],[52,0,52,7],[53,0,53,6],[54,0,55,0],[54,1,55,1],[54,2,55,2],[54,3,55,3],[54,4,55,4],[54,5,55,5],[54,6,54,7],[57,1,57,7],[58,1,58,7],[65,0,65,6],[66,0,66,6],[68,6,68,7]],"flags":["formulas_cached_only"]}
["  表7"," "," "," "," "," "," "," "]
["单价措施项目清单与计价表"]
["工程名称：危险品库_土建单位工程",{"$nulls":6},"第1页 共3页"]
["序号","项目编码","项目名称","项目特征描述","计量单位","工程量","金     额（元）"]
[{"$nulls":6},"综合单价","合价"]
[" "," "," "," "," "," "," "," "]
[" "," "," "," "," "," "," "," "]
["一","脚手架"]
["1","011701002001","外脚手架及垂直\n封闭安全网","  1.外墙扣件式\n钢管脚手架 (双\n排 建筑物高度\n30m以内 )\n  2.建筑物垂直\n封闭 (阻燃安全\n网)","m2","96.8","83.92","8123.46"]
["(1)","10117001","外墙扣件式钢管\n脚手架 (双排 \n建筑物高度\n30m以内 )"," ","m2","96.8","71.17","6889.26"]
["(2)","10117015","建筑物垂直封闭\n (阻燃安全网)"," ","m2","96.8","12.75","1234.2"]
["2","011701003001","砌筑脚手架","  1.服务对象\n:外墙\n  2.搭设高度\n:1.2-3.6m","m2","13.32","3.59","47.82"]
["(1)","10117017","里脚手架"," ","m2","13.32","3.59","47.82"]
["3","011701003002","砌筑脚手架","  1.服务对象\n:外墙\n  2.搭设高度\n:3.6m以上","m2","42.73","10.42","445.25"]
["(1)","10117018","砌筑双排脚手架"," ","m2","42.73","10.42","445.25"]
["小     计",{"$nulls":6},"8616.53"]
["二","混凝土与钢筋混凝土模板及支架"]
["1","011702033001","垫层模板","  1.垫层","m2","3.24","67.31","218.08"]
["(1)","10117035","垫层"," ","m2","3.24","67.31","218.08"]
["2","011702001001","基础模板","  1.带形基础","m2","12.96","64.4","834.62"]
["(1)","10117036","带形基础"," ","m2","12.96","64.4","834.62"]
["3","011702002001","柱模板","  1.独立矩形柱","m2","25.58","74.9","1915.94"]
["(1)","10117045","独立矩形柱"," ","m2","25.58","74.31","1900.85"]
["(2)","10117085","柱、墙模板支撑\n高度超过3.6m、\n不超过6m (每增\n加0.5m)"," ","m2","13.89","1.08","15"]
["4","011702008001","圈梁模板","  1.圈梁","m2","17.64","62.99","1111.14"]
["(1)","10117051","圈梁"," ","m2","17.64","62.99","1111.14"]
["5","011702009001","过梁模板","  1.过梁","m2","3.59","84.18","302.21"]
["(1)","10117052","过梁"," ","m2","3.59","84.18","302.21"]
["6","011702014001","有梁板模板","  1.有梁板","m2","27.95","75.85","2120.01"]
["(1)","10117053","有梁板"," ","m2","27.95","69.39","1939.45"]
["(2)","10117087","梁、板模板支撑\n高度超过3.6m、\n不超过6m (每增\n加0.5m)"," ","m2","34.44","5.24","180.47"]
[]
[{"$nulls":3}," "," "," "," "]
["  表7"," "," "," "," "," "," "," "]
["单价措施项目清单与计价表"]
["工程名称：危险品库_土建单位工程",{"$nulls":6},"第2页 共3页"]
["序号","项目编码","项目名称","项目特征描述","计量单位","工程量","金     额（元）"]
[{"$nulls":6},"综合单价","合价"]
["7","011702021001","栏板模板","  1.栏板","m2","41.6","66.4","2762.24"]
["(1)","10117057","栏板"," ","m2","41.6","66.4","2762.24"]
["8","011702025001","其他现浇构件模\n板","  1.压顶","m2","0.96","63.63","61.08"]
["(1)","10117070","压顶"," ","m2","0.96","63.62","61.08"]
["小     计",{"$nulls":6},"9325.32"]
["三","其他措施项目"]
["1","011705001001","大型机械设备进\n出场及安拆","  1.履带式单斗\n挖掘机进出场费\n (1m3以内)","项","1","4860.44","4860.44"]
["(1)","10117126","履带式推土机进\n出场费 (90kW以\n外)"," ","台次","1","2495.9","2495.9"]
["(2)","10117124","履带式单斗挖掘\n机进出场费 \n(1m3以外)"," ","台次","1","2364.54","2364.54"]
["小     计",{"$nulls":6},"4860.44"]
["合     计",{"$nulls":6},"22802.29"]
[]
[{"$nulls":3}," "," "," "," "]
["  表7"," "," "," "," "," "," "," "]
["单价措施项目清单与计价表"]
["工程名称：危险品库_安装单位工程",{"$nulls":6},"第3页 共3页"]
["序号","项目编码","项目名称","项目特征描述","计量单位","工程量","金     额（元）"]
[{"$nulls":6},"综合单价","合价"]
[" "," "," "," "," "," "," "," "]
["一","措施分部L01"]
["二","措施项目"]
["1","031301017002","脚手架搭拆"," ","项","1","254.79","254.79"]
["(1)","JSJ005","电气设备安装脚\n手架搭拆费"," ","元","101.703","1.23","125.09"]
["(2)","JSJ008","工业管道安装脚\n手架搭拆费"," ","元","3.514","1.23","4.32"]
["(3)","JSJ009","消防脚手架搭拆\n费"," ","元","5.494","1.23","6.76"]
["(4)","JSJ010","给排水、采暖、\n燃气脚手架搭拆\n费"," ","元","94.995","1.23","116.84"]
["(5)","JSJ011","刷油、防腐脚手\n架搭拆费"," ","元","1.449","1.23","1.78"]
["小     计",{"$nulls":6},"254.79"]
["合     计",{"$nulls":6},"254.79"]
[]
[{"$nulls":3}," "," "," "," "]

{"sheet":"表10分部分项工程量清单综合单价分析表","index":7,"n_rows":414,"n_cols":14,"rows_kept":414,"merged":[[0,0,0,1],[1,0,1,13],[2,0,2,10],[2,11,2,13],[3,0,4,0],[3,1,4,1],[3,2,4,2],[3,3,4,3],[3,4,4,4],[3,5,3,12],[3,13,4,13],[7,1,7,13],[18,1,18,13],[21,0,21,1],[22,0,22,13],[23,0,23,10],[23,11,23,13],[24,0,25,0],[24,1,25,1],[24,2,25,2],[24,3,25,3],[24,4,25,4],[24,5,24,12],[24,13,25,13],[34,1,34,13],[39,0,39,1],[40,0,40,13],[41,0,41,10],[41,11,41,13],[42,0,43,0],[42,1,43,1],[42,2,43,2],[42,3,43,3],[42,4,43,4],[42,5,42,12],[42,13,43,13],[55,0,55,1],[56,0,56,13],[57,0,57,10],[57,11,57,13],[58,0,59,0],[58,1,59,1],[58,2,59,2],[58,3,59,3],[58,4,59,4],[58,5,58,12],[58,13,59,13],[71,0,71,1],[72,0,72,13],[73,0,73,10],[73,11,73,13],[74,0,75,0],[74,1,75,1],[74,2,75,2],[74,3,75,3],[74,4,75,4],[74,5,74,12],[74,13,75,13],[89,0,89,1],[90,0,90,13],[91,0,91,10],[91,11,91,13],[92,0,93,0],[92,1,93,1],[92,2,93,2],[92,3,93,3],[92,4,93,4],[92,5,92,12],[92,13,93,13],[102,1,102,13],[105,0,105,1],[106,0,106,13],[107,0,107,10],[107,11,107,13],[108,0,109,0],[108,1,109,1],[108,2,109,2],[108,3,109,3],[108,4,109,4],[108,5,108,12],[108,13,109,13],[120,0,120,1],[121,0,121,13],[122,0,122,10],[122,11,122,13],[123,0,124,0],[123,1,124,1],[123,2,124,2],[123,3,124,3],[123,4,124,4],[123,5,123,12],[123,13,124,13],[140,0,140,1],[141,0,141,13],[142,0,142,10],[142,11,142,13],[143,0,144,0],[143,1,144,1],[143,2,144,2],[143,3,144,3],[143,4,144,4],[143,5,143,12],[143,13,144,13],[146,1,146,13],[158,1,158,13],[161,0,161,1],[162,0,162,13],[163,0,163,10],[163,11,163,13],[164,0,165,0],[164,1,165,1],[164,2,165,2],[164,3,165,3],[164,4,165,4],[164,5,164,12],[164,13,165,13],[178,0,178,1],[179,0,179,13],[180,0,180,10],[180,11,180,13],[181,0,182,0],[181,1,182,1],[181,2,182,2],[181,3,182,3],[181,4,182,4],[181,5,181,12],[181,13,182,13],[184,1,184,13],[194,0,194,1],[195,0,195,13],[196,0,196,10],[196,11,196,13],[197,0,198,0],[197,1,198,1],[197,2,198,2],[197,3,198,3],[197,4,198,4],[197,5,197,12],[197,13,198,13],[199,1,199,13],[206,1,206,13],[209,1,209,13],[212,0,212,1],[213,0,213,13],[214,0,214,10],[214,11,214,13],[215,0,216,0],[215,1,216,1],[215,2,216,2],[215,3,216,3],[215,4,216,4],[215,5,215,12],[215,13,216,13],[230,0,230,1],[231,0,231,13],[232,0,232,10],[232,11,232,13],[233,0,234,0],[233,1,234,1],[233,2,234,2],[233,3,234,3],[233,4,234,4],[233,5,233,12],[233,13,234,13],[245,0,245,1],[246,0,246,13],[247,0,247,10],[247,11,247,13],[248,0,249,0],[248,1,249,1],[248,2,249,2],[248,3,249,3],[248,4,249,4],[248,5,248,12],[248,13,249,13],[251,1,251,13],[266,0,266,1],[267,0,267,13],[268,0,268,10],[268,11,268,13],[269,0,270,0],[269,1,270,1],[269,2,270,2],[269,3,270,3],[269,4,270,4],[269,5,269,12],[269,13,270,13],[285,0,285,1],[286,0,286,13],[287,0,287,10],[287,11,287,13],[288,0,289,0],[288,1,289,1],[288,2,289,2],[288,3,289,3],[288,4,289,4],[288,5,288,12],[288,13,289,13],[298,1,298,13],[305,0,305,1],[306,0,306,13],[307,0,307,10],[307,11,307,13],[308,0,309,0],[308,1,309,1],[308,2,309,2],[308,3,309,3],[308,4,309,4],[308,5,308,12],[308,13,309,13],[316,1,316,13],[325,0,325,1],[326,0,326,13],[327,0,327,10],[327,11,327,13],[328,0,329,0],[328,1,329,1],[328,2,329,2],[328,3,329,3],[328,4,329,4],[328,5,328,12],[328,13,329,13],[344,0,344,1],[345,0,345,13],[346,0,346,10],[346,11,346,13],[347,0,348,0],[347,1,348,1],[347,2,348,2],[347,3,348,3],[347,4,348,4],[347,5,347,12],[347,13,348,13],[363,0,363,1],[364,0,364,13],[365,0,365,10],[365,11,365,13],[366,0,367,0],[366,1,367,1],[366,2,367,2],[366,3,367,3],[366,4,367,4],[366,5,366,12],[366,13,367,13],[380,1,380,13],[382,0,382,1],[383,0,383,13],[384,0,384,10],[384,11,384,13],[385,0,386,0],[385,1,386,1],[385,2,386,2],[385,3,386,3],[385,4,386,4],[385,5,385,12],[385,13,386,13],[387,1,387,13],[401,0,401,1],[402,0,402,13],[403,0,403,10],[403,11,403,13],[404,0,405,0],[404,1,405,1],[404,2,405,2],[404,3,405,3],[404,4,405,4],[404,5,404,12],[404,13,405,13],[409,1,409,13]],"flags":["formulas_cached_only"]}
["  表10",null," "," "," "," "," "," "," "," "," "," "," "," "]
["分部分项工程量清单综合单价分析表"]
["工程名称：危险品库_土建单位工程",{"$nulls":10},"第1页 共23页"]
["序号","项目编码","项目名称及特征描述","单位","工程量","综合单价组成（元）",{"$nulls":7},"综合单价\n（元）"]
[{"$nulls":5},"人工费","材料费","其中：\n设备费","施工机具使用费","企业管理费","利润","规费","税金"]
[" "," "," "," "," "," "," "," "," "," "," "," "," "," "]
[" "," "," "," "," "," "," "," "," "," "," "," "," "," "]
["一","土石方工程"]
["1","010101001001","平整场地\n  1.平整场地 (挖掘机)","m2","19.36","0.05","0.00","0.00","0.97","0.07","0.07","0.00","0.10","1.26"]
["1.1","10101003","平整场地 (挖掘机)","m2","19.36","0.05","0.00","0.00","0.97","0.07","0.07","0.00","0.10","1.26"]
["2","010101003001","挖沟槽土方\n  1.土壤类别:三类土\n  2.挖土深度:2m以内","m3","32.08","2.68","0.00","0.00","2.65","0.36","0.34","0.00","0.54","6.57"]
["2.1","10101018换1","人工挖沟槽土方 (三类土 槽深2m以\n内) 人工辅助机械开挖不超过总挖\n方量5%","m3","1.604","46.78","0.00","0.00","0.00","3.18","3.00","0.00","4.77","57.73"]
["2.2","10101055","挖掘机挖槽坑土方(不装车 三类土)","m3","19.126","0.36","0.00","0.00","2.59","0.20","0.19","0.00","0.30","3.64"]
["2.3","10101058","挖掘机挖槽坑土方(装车 三类土)","m3","11.35","0.36","0.00","0.00","3.12","0.24","0.22","0.00","0.35","4.29"]
["3","010103001001","回填方\n  1.密实度要求:按设计要求\n  2.填方材料品种:三类土\n  3.填方粒径要求:按设计要求","m3","20.73","5.28","0.00","0.00","2.59","0.54","0.50","0.00","0.80","9.71"]
["3.1","10101103","填土机械夯实 (槽坑)","m3","20.73","5.28","0.00","0.00","2.59","0.54","0.50","0.00","0.80","9.71"]
["4","010103002001","余方弃置\n  1.废弃料品种:挖方土\n  2.运距:10km","m3","11.35","0.16","0.00","0.00","19.89","1.36","1.28","0.00","2.04","24.73"]
["4.1","10101086换1","自卸汽车运土 (载重10t以外运距\n10km)","m3","11.35","0.16","0.00","0.00","19.89","1.36","1.28","0.00","2.04","24.73"]
["二","砌筑工程"]
[]
[null,null," "," "," "," "," "," "," "," "," "," "," "," "]
["  表10",null," "," "," "," "," "," "," "," "," "," "," "," "]
["分部分项工程量清单综合单价分析表"]
["工程名称：危险品库_土建单位工程",{"$nulls":10},"第2页 共23页"]
["序号","项目编码","项目名称及特征描述","单位","工程量","综合单价组成（元）",{"$nulls":7},"综合单价\n（元）"]
[{"$nulls":5},"人工费","材料费","其中：\n设备费","施工机具使用费","企业管理费","利润","规费","税金"]
["1","010401004001","多孔砖墙\n  1.砖品种、规格、强度等级\n:190×190×90 MU10承重多孔砖\n  2.墙体类型、砌筑高度:外墙\n  3.砂浆强度等级、配合比:M5水泥\n砂浆","m3","8.34","237.11","321.22","0.00","3.20","38.18","35.98","0.00","57.21","692.9"]
["1.1","10104005换1","多孔砖墙(190mm厚)","m3","8.34","237.11","321.22","0.00","3.20","38.18","35.98","0.00","57.21","692.9"]
["2","010405001001","砌筑超高增加费\n  1.每增0.5m砌筑超高增加费","m3","0.37","13.86","0.00","0.00","0.00","0.94","0.89","0.00","1.41","17.11"]
["2.1","10104023","每增0.5m砌筑超高增加费","m3","0.37","13.86","0.00","0.00","0.00","0.94","0.89","0.00","1.41","17.1"]
["3","010607005002","砌块墙钢丝网加固\n  1.不同材料交接处挂200宽钢丝网","m2","15.62","5.16","5.31","0.00","0.00","0.71","0.67","0.00","1.07","12.92"]
["3.1","10112065","挂钢丝网","m2","15.62","5.16","5.31","0.00","0.00","0.71","0.67","0.00","1.07","12.92"]
["4","010404001001","垫层\n  基础换填\n  1.垫层材料种类、配合比、厚度\n:400厚中(粗)砂\n  2.压实系数:大于0.94","m3","12.1","26.56","202.26","0.00","0.43","15.59","14.69","0.00","23.36","282.89"]
["4.1","10104069换1","砂垫层","m3","12.1","26.56","202.26","0.00","0.43","15.59","14.69","0.00","23.36","282.89"]
["三","混凝土及钢筋混凝土工程"]
["1","010501001001","垫层\n  1.混凝土种类（商品混凝土、现\n场拌制，泵送、非泵送）:预拌非泵\n送普通混凝土\n  2.混凝土强度等级:C15","m3","2.27","119.52","370.82","0.00","0.00","33.35","31.42","0.00","49.97","605.09"]
["1.1","10105001换3","C15预拌非泵送混凝土 (垫层)","m3","2.27","104.56","370.82","0.00","0.00","32.33","30.46","0.00","48.44","586.61"]
[]
[null,null," "," "," "," "," "," "," "," "," "," "," "," "]
["  表10",null," "," "," "," "," "," "," "," "," "," "," "," "]
["分部分项工程量清单综合单价分析表"]
["工程名称：危险品库_土建单位工程",{"$nulls":10},"第3页 共23页"]
["序号","项目编码","项目名称及特征描述","单位","工程量","综合单价组成（元）",{"$nulls":7},"综合单价\n（元）"]
[{"$nulls":5},"人工费","材料费","其中：\n设备费","施工机具使用费","企业管理费","利润","规费","税金"]
["1.2","10105057","非泵送调整费","m3","2.27","14.97","0.00","0.00","0.00","1.02","0.96","0.00","1.53","18.48"]
["2","010501002001","带形基础\n  1.混凝土种类（商品混凝土、现\n场拌制，泵送、非泵送）:预拌非泵\n送普通混凝土\n  2.混凝土强度等级:C25","m3","7.7","53.16","407.86","0.00","0.00","31.35","29.54","0.00","46.98","568.89"]
["2.1","10105002换1","C25预拌非泵送混凝土 (带形基础)","m3","7.7","38.19","407.86","0.00","0.00","30.33","28.58","0.00","45.45","550.41"]
["2.2","10105057","非泵送调整费","m3","7.7","14.97","0.00","0.00","0.00","1.02","0.96","0.00","1.53","18.48"]
["3","010502001001","矩形柱\n  1.混凝土种类（商品混凝土、现\n场拌制，泵送、非泵送）:预拌非泵\n送普通混凝土\n  2.混凝土强度等级:C25","m3","2.32","63.33","400.77","0.00","0.00","31.56","29.74","0.00","47.29","572.7"]
["3.1","10105011换1","C25预拌非泵送混凝土 (独立矩形柱\n)","m3","2.32","48.37","400.77","0.00","0.00","30.54","28.78","0.00","45.76","554.22"]
["3.2","10105057","非泵送调整费","m3","2.32","14.97","0.00","0.00","0.00","1.02","0.96","0.00","1.53","18.48"]
["4","010503004002","圈梁\n  墙体基脚\n  1.混凝土种类（商品混凝土、现\n场拌制，泵送、非泵送）:预拌非泵\n送普通混凝土\n  2.混凝土强度等级:C20","m3","1.73","231.50","384.90","0.00","0.00","41.92","39.50","0.00","62.80","760.62"]
["4.1","10105019","C20非泵送混凝土 (圈梁)","m3","1.73","231.50","384.90","0.00","0.00","41.92","39.50","0.00","62.80","760.62"]
[]
[null,null," "," "," "," "," "," "," "," "," "," "," "," "]
["  表10",null," "," "," "," "," "," "," "," "," "," "," "," "]
["分部分项工程量清单综合单价分析表"]
["工程名称：危险品库_土建单位工程",{"$nulls":10},"第4页 共23页"]
["序号","项目编码","项目名称及特征描述","单位","工程量","综合单价组成（元）",{"$nulls":7},"综合单价\n（元）"]
[{"$nulls":5},"人工费","材料费","其中：\n设备费","施工机具使用费","企业管理费","利润","规费","税金"]
["5","010503004001","圈梁\n  门槛\n  1.混凝土种类（商品混凝土、现\n场拌制，泵送、非泵送）:预拌非泵\n送普通混凝土\n  2.混凝土强度等级:C20","m3","0.04","231.50","384.90","0.00","0.00","41.92","39.50","0.00","62.80","760.5"]
["5.1","10105019","C20非泵送混凝土 (圈梁)","m3","0.04","231.50","384.90","0.00","0.00","41.92","39.50","0.00","62.80","760.62"]
["6","010503005001","过梁\n  1.混凝土种类（商品混凝土、现\n场拌制，泵送、非泵送）:预拌非泵\n送普通混凝土\n  2.混凝土强度等级:C20","m3","0.25","231.50","387.95","0.00","0.00","42.12","39.69","0.00","63.11","764.36"]
["6.1","10105020","C20非泵送混凝土 (过梁)","m3","0.25","231.50","387.95","0.00","0.00","42.12","39.69","0.00","63.11","764.37"]
["7","010505001001","有梁板\n  1.混凝土种类（商品混凝土、现\n场拌制，泵送、非泵送）:预拌非泵\n送抗渗混凝土\n  2.混凝土强度等级:C25P6","m3","2.69","47.59","419.64","0.00","0.24","31.79","29.96","0.00","47.63","576.85"]
["7.1","10105024换1","C25预拌非泵送抗渗混凝土 (有梁板\n)","m3","2.69","32.62","419.64","0.00","0.24","30.77","29.00","0.00","46.10","558.37"]
["7.2","10105057","非泵送调整费","m3","2.69","14.97","0.00","0.00","0.00","1.02","0.96","0.00","1.53","18.48"]
["8","010505006001","栏板\n  1.混凝土种类（商品混凝土、现\n场拌制，泵送、非泵送）:预拌非泵\n送普通混凝土\n  2.混凝土强度等级:C20","m3","2.08","86.28","388.51","0.00","0.00","32.29","30.43","0.00","48.38","585.9"]
["8.1","10105030换1","C20预拌非泵送混凝土 (栏板)","m3","2.08","71.32","388.51","0.00","0.00","31.27","29.47","0.00","46.85","567.42"]
[]
[null,null," "," "," "," "," "," "," "," "," "," "," "," "]
["  表10",null," "," "," "," "," "," "," "," "," "," "," "," "]
["分部分项工程量清单综合单价分析表"]
["工程名称：危险品库_土建单位工程",{"$nulls":10},"第5页 共23页"]
["序号","项目编码","项目名称及特征描述","单位","工程量","综合单价组成（元）",{"$nulls":7},"综合单价\n（元）"]
[{"$nulls":5},"人工费","材料费","其中：\n设备费","施工机具使用费","企业管理费","利润","规费","税金"]
["8.2","10105057","非泵送调整费","m3","2.08","14.97","0.00","0.00","0.00","1.02","0.96","0.00","1.53","18.48"]
["9","010507005001","压顶\n  1.混凝土种类（商品混凝土、现\n场拌制，泵送、非泵送）:预拌非泵\n送普通混凝土\n  2.混凝土强度等级:C20","m3","0.1","194.49","388.19","0.00","0.00","39.62","37.34","0.00","59.37","719"]
["9.1","10105043","C20非泵送混凝土 (扶手、压顶)","m3","0.1","194.49","388.19","0.00","0.00","39.62","37.34","0.00","59.37","719.01"]
["10","010515001001","现浇构件钢筋\n  1.现浇构件圆钢筋HPB300以内 \n(直径6mm)","t","0.052","1172.57","4155.32","0.00","19.58","363.63","342.67","0.00","544.84","6598.65"]
["10.1","10105065换1","现浇构件圆钢筋HPB300以内 (直径\n6mm)","t","0.052","1172.57","4155.32","0.00","19.58","363.63","342.67","0.00","544.84","6598.61"]
["11","010515001002","现浇构件钢筋\n  2.现浇构件圆钢筋HPB300以内 \n(直径10mm)","t","0.011","1172.57","4155.32","0.00","19.58","363.63","342.67","0.00","544.84","6598.18"]
["11.1","10105065","现浇构件圆钢筋HPB300以内 (直径\n10mm)","t","0.011","1172.57","4155.32","0.00","19.58","363.63","342.67","0.00","544.84","6598.61"]
["12","010515001003","现浇构件钢筋\n  现浇构件带肋钢筋HRB400以内 \n(直径6mm)","t","0.012","974.84","4198.65","0.00","19.49","353.12","332.77","0.00","529.10","6408.33"]
["12.1","10105067换1","现浇构件带肋钢筋HRB400以内 (直\n径6mm)","t","0.012","974.84","4198.65","0.00","19.49","353.12","332.77","0.00","529.10","6407.97"]
["13","010515001004","现浇构件钢筋\n  1.现浇构件带肋钢筋HRB400以内 \n(直径8mm)","t","0.68","974.84","4198.65","0.00","19.49","353.12","332.77","0.00","529.10","6407.97"]
["13.1","10105067换2","现浇构件带肋钢筋HRB400以内 (直\n径8mm)","t","0.68","974.84","4198.65","0.00","19.49","353.12","332.77","0.00","529.10","6407.97"]
[]
[null,null," "," "," "," "," "," "," "," "," "," "," "," "]
["  表10",null," "," "," "," "," "," "," "," "," "," "," "," "]
["分部分项工程量清单综合单价分析表"]
["工程名称：危险品库_土建单位工程",{"$nulls":10},"第6页 共23页"]
["序号","项目编码","项目名称及特征描述","单位","工程量","综合单价组成（元）",{"$nulls":7},"综合单价\n（元）"]
[{"$nulls":5},"人工费","材料费","其中：\n设备费","施工机具使用费","企业管理费","利润","规费","税金"]
["14","010515001005","现浇构件钢筋\n  1.现浇构件带肋钢筋HRB400以内 \n(直径12mm)","t","0.213","774.82","3878.57","0.00","59.55","320.48","302.01","0.00","480.19","5815.63"]
["14.1","10105068换1","现浇构件带肋钢筋HRB400以内 (直\n径12mm)","t","0.213","774.82","3878.57","0.00","59.55","320.48","302.01","0.00","480.19","5815.62"]
["15","010515001006","现浇构件钢筋\n  1.现浇构件带肋钢筋HRB400以内 \n(直径14mm)","t","0.022","774.82","3815.07","0.00","59.55","316.16","297.94","0.00","473.72","5737.27"]
["15.1","10105068换2","现浇构件带肋钢筋HRB400以内 (直\n径14mm)","t","0.022","774.82","3815.07","0.00","59.55","316.16","297.94","0.00","473.72","5737.26"]
["16","010515001007","现浇构件钢筋\n  1.现浇构件带肋钢筋HRB400以内 \n(直径16mm)","t","0.472","774.82","3769.72","0.00","59.55","313.08","295.03","0.00","469.10","5681.29"]
["16.1","10105068","现浇构件带肋钢筋HRB400以内 (直\n径16mm)","t","0.472","774.82","3769.72","0.00","59.55","313.08","295.03","0.00","469.10","5681.3"]
["17","010515001008","现浇构件钢筋\n  1.现浇构件带肋钢筋HRB400以内 \n(直径20mm)","t","0.39","574.90","3749.59","0.00","48.48","297.36","280.22","0.00","445.55","5396.1"]
["17.1","10105069换1","现浇构件带肋钢筋HRB400以内 (直\n径20mm)","t","0.39","574.90","3749.59","0.00","48.48","297.36","280.22","0.00","445.55","5396.1"]
["四","金属结构工程"]
[]
[null,null," "," "," "," "," "," "," "," "," "," "," "," "]
["  表10",null," "," "," "," "," "," "," "," "," "," "," "," "]
["分部分项工程量清单综合单价分析表"]
["工程名称：危险品库_土建单位工程",{"$nulls":10},"第7页 共23页"]
["序号","项目编码","项目名称及特征描述","单位","工程量","综合单价组成（元）",{"$nulls":7},"综合单价\n（元）"]
[{"$nulls":5},"人工费","材料费","其中：\n设备费","施工机具使用费","企业管理费","利润","规费","税金"]
["1","010606002001","钢檩条\n  1.钢材品种、规格:Q235B\n  2.构件类型:Z型钢\n  3.单根质量:0.3t以内\n  4.安装高度:5M以内\n  5.金属构件运输:二类金属构件，\n运距自行考虑\n  6.防火要求:薄型防火涂料，耐火\n极限2.0h","t","0.093","5431.80","10642.4\n3","0.00","391.02","1118.77","1055.84","0.00","1677.38","20316.24"]
["1.1","10302161","钢檩条安装 (每根构件质量 0.3t以\n内)","t","0.093","423.23","6023.04","0.00","310.56","459.46","432.98","0.00","688.43","8337.7"]
["1.2","10302200","二类金属构件 (运距 10km以内)","t","0.093","17.58","7.58","0.00","80.47","7.18","6.77","0.00","10.76","130.34"]
["1.3","10114104","钢结构防火涂料 (薄型 耐火极限\n2小时)","m2","15.96","29.08","26.87","0.00","0.00","3.80","3.59","0.00","5.70","69.04"]
["2","010606013001","零星钢构件\n  1.檩托板、隅撑、拉杆制作\n  2.檩托板、隅撑、拉杆安装\n  3.金属构件运输:二类金属构件，\n运距自行考虑\n  4.金属构件除锈:抛丸除锈达\nSa2.5\n  5.金属面 (红丹防锈漆两遍)\n  6.金属面 (调和漆二遍)\n  7.钢结构防火涂料 (薄型 耐火极\n限2小时)","t","0.032","4243.87","6644.00","0.00","2272.06","894.53","843.64","0.00","1341.22","16239.06"]
["2.1","10302109","零星钢构件制作","t","0.032","993.37","4271.01","0.00","710.58","406.30","382.88","0.00","608.77","7372.91"]
["2.2","10302178","零星钢构件安装","t","0.032","567.17","434.85","0.00","311.99","89.35","84.20","0.00","133.88","1621.44"]
["2.3","10302200","二类金属构件 (运距 10km以内)","t","0.032","17.58","7.58","0.00","80.47","7.18","6.77","0.00","10.76","130.34"]
[]
[null,null," "," "," "," "," "," "," "," "," "," "," "," "]
["  表10",null," "," "," "," "," "," "," "," "," "," "," "," "]
["分部分项工程量清单综合单价分析表"]
["工程名称：危险品库_土建单位工程",{"$nulls":10},"第8页 共23页"]
["序号","项目编码","项目名称及特征描述","单位","工程量","综合单价组成（元）",{"$nulls":7},"综合单价\n（元）"]
[{"$nulls":5},"人工费","材料费","其中：\n设备费","施工机具使用费","企业管理费","利润","规费","税金"]
["2.4","10302117","金属面除锈 (抛丸)","m2","1.71","5.65","6.21","0.00","21.88","2.29","2.16","0.00","3.44","41.63"]
["2.5","10114110换1","金属面 (红丹防锈漆一遍) 刷二遍\n防锈漆","m2","1.71","7.55","1.65","0.00","0.00","0.63","0.59","0.00","0.94","11.36"]
["2.6","10114111","金属面 (调和漆二遍)","m2","1.71","7.60","1.39","0.00","0.00","0.61","0.58","0.00","0.92","11.1"]
["2.7","10114104","钢结构防火涂料 (薄型 耐火极限\n2小时)","m2","1.71","29.08","26.87","0.00","0.00","3.80","3.59","0.00","5.70","69.04"]
["3","010901002001","型材屋面\n  1.屋面YX51-380-760型0.6厚隐藏\n式单层彩钢板\n  2.50mm厚保温玻璃棉毡（含铝箔\n）\n  3.不锈钢丝网200x200","m2","15.96","30.52","64.76","0.00","0.88","6.54","6.16","0.00","9.80","118.67"]
["3.1","10109025换1","YX51-380-760型0.6厚隐藏式单层彩\n钢板 (檩条面上)","m2","15.96","21.00","38.69","0.00","0.88","4.12","3.88","0.00","6.17","74.74"]
["3.2","10110002","保温隔热屋面 (玻璃棉毡  50mm厚 \n 含铝箔)","m2","15.96","4.37","18.00","0.00","0.00","1.52","1.43","0.00","2.28","27.6"]
["3.3","10112065换1","不锈钢钢丝网200x200","m2","15.96","5.16","8.07","0.00","0.00","0.90","0.85","0.00","1.35","16.33"]
["4","060212010001","预埋件安装\n1.预埋铁件安装","t","0.023","1973.07","5234.49","0.00","315.42","511.56","482.07","0.00","766.49","9283.04"]
["4.1","10105126","预埋铁件安装","t","0.023","1973.07","5234.49","0.00","315.42","511.56","482.07","0.00","766.49","9283.1"]
["5","010606011001","钢板天沟\n1.3mm厚钢板天沟","t","0.11","401.02","4712.40","0.00","0.00","347.84","327.60","0.00","520.80","6309.55"]
["5.1","10109109换1","3mm厚钢板天沟","m","4.2","10.50","123.42","0.00","0.00","9.11","8.58","0.00","13.64","165.25"]
["6","010902003001","屋面刚性防水\n  1.墙面彩板 (包角、包边、墙面\n泛水)","m2","6.3","56.84","7.40","0.00","0.09","4.37","4.12","0.00","6.55","79.37"]
[]
[null,null," "," "," "," "," "," "," "," "," "," "," "," "]
["  表10",null," "," "," "," "," "," "," "," "," "," "," "," "]
["分部分项工程量清单综合单价分析表"]
["工程名称：危险品库_土建单位工程",{"$nulls":10},"第9页 共23页"]
["序号","项目编码","项目名称及特征描述","单位","工程量","综合单价组成（元）",{"$nulls":7},"综合单价\n（元）"]
[{"$nulls":5},"人工费","材料费","其中：\n设备费","施工机具使用费","企业管理费","利润","规费","税金"]
["6.1","10112333","墙面彩板收边(包角、包边、墙面泛\n水)","m2","6.3","56.84","7.40","0.00","0.09","4.37","4.12","0.00","6.55","79.37"]
["五","门窗工程"]
["1","010802001001","金属（塑钢）门\n  M1221\n  1.门框、扇材质:平开钢大门","m2","2.52","187.31","178.26","0.00","3.58","25.11","23.66","0.00","37.61","455.53"]
["1.1","10108045","全钢板大门平开门扇制作","m2","2.52","165.85","136.59","0.00","3.37","20.80","19.60","0.00","31.16","377.37"]
["1.2","10108048","全钢板大门平开门扇安装","m2","2.52","21.46","41.67","0.00","0.21","4.31","4.06","0.00","6.45","78.16"]
["2","010807001001","金属(塑钢、断桥)窗\n  C1517\n  1.框、扇材质:70系列银色铝合金\n框，铝合金固定窗\n  2.玻璃品种、厚度:δ6钢化玻璃","m2","2.55","68.52","186.87","0.00","2.07","17.51","16.50","0.00","26.23","317.7"]
["2.1","10108072换1","铝合金固定窗制作","m2","2.55","36.76","163.99","0.00","2.07","13.79","13.00","0.00","20.66","250.27"]
["2.2","10108076","铝合金固定窗安装","m2","2.55","31.76","22.88","0.00","0.00","3.72","3.50","0.00","5.57","67.43"]
["3","010807001002","金属(塑钢、断桥)窗\n  C2917\n  1.框、扇材质:70系列银色铝合金\n框，铝合金固定窗，铝合金平开窗\n  2.玻璃品种、厚度:δ6钢化玻璃","m2","4.93","69.42","251.83","0.00","2.63","22.02","20.76","0.00","33.00","399.66"]
["3.1","10108070换1","铝合金平开窗制作","m2","1.98","36.76","325.40","0.00","3.46","24.86","23.43","0.00","37.25","451.16"]
["3.2","10108074","铝合金平开窗安装","m2","1.98","34.00","23.21","0.00","0.00","3.89","3.67","0.00","5.83","70.6"]
["3.3","10108072换2","铝合金固定窗制作","m2","2.95","36.76","163.99","0.00","2.07","13.79","13.00","0.00","20.66","250.27"]
["3.4","10108076","铝合金固定窗安装","m2","2.95","31.76","22.88","0.00","0.00","3.72","3.50","0.00","5.57","67.43"]
["六","楼地面装饰工程"]
[]
[null,null," "," "," "," "," "," "," "," "," "," "," "," "]
["  表10",null," "," "," "," "," "," "," "," "," "," "," "," "]
["分部分项工程量清单综合单价分析表"]
["工程名称：危险品库_土建单位工程",{"$nulls":10},"第10页 共23页"]
["序号","项目编码","项目名称及特征描述","单位","工程量","综合单价组成（元）",{"$nulls":7},"综合单价\n（元）"]
[{"$nulls":5},"人工费","材料费","其中：\n设备费","施工机具使用费","企业管理费","利润","规费","税金"]
["1","011101001001","水泥砂浆楼地面\n  仓库地面\n  详12J304-DE2/106\n  1.20厚1:2.5不发火水泥砂浆抹平\n  2.水泥浆一道(内掺建筑胶)\n  3.150厚C15混凝土垫层\n  4.300厚夯石砂垫层\n  5.素土夯实","m2","16","46.27","82.45","0.00","0.66","8.80","8.28","0.00","13.18","159.64"]
["1.1","10111017换1","水泥砂浆楼地面面层（20mm厚）","m2","16","16.06","8.68","0.00","0.46","1.71","1.61","0.00","2.57","31.09"]
["1.2","10105001换2","C15预拌非泵送混凝土 (垫层)","m3","2.4","104.56","370.82","0.00","0.00","32.33","30.46","0.00","48.44","586.61"]
["1.3","10105057","非泵送调整费","m3","2.4","14.97","0.00","0.00","0.00","1.02","0.96","0.00","1.53","18.48"]
["1.4","10104071","砂石垫层(天然级配)","m3","4.8","38.19","60.49","0.00","0.65","6.75","6.36","0.00","10.12","122.56"]
["1.5","10101094","原土夯实( 人工)","m2","16","0.83","0.00","0.00","0.00","0.06","0.05","0.00","0.08","1.02"]
["2","011101006001","平面砂浆找平层\n  雨披面层\n  1.20厚1:2水泥砂浆找平\n  2.2厚JS防水涂料","m2","8.8","19.98","30.25","0.00","0.46","3.44","3.25","0.00","5.16","62.53"]
["2.1","10111002换1","水泥砂浆找平层（20mm厚） (在混\n凝土或硬基层面上)","m2","8.8","12.20","9.90","0.00","0.46","1.53","1.45","0.00","2.30","27.84"]
["2.2","10109086换1","聚合物水泥防水涂料 (2mm厚 平面)","m2","8.8","7.77","20.35","0.00","0.00","1.91","1.80","0.00","2.86","34.69"]
["3","011105001001","水泥砂浆踢脚线\n  仓库踢脚\n  详11J930-1/H27\n  1.10厚1:2水泥砂浆面层压光\n  2.15厚1:3水泥砂浆打底，扫毛或\n划出纹道","m2","1.92","61.36","9.35","0.00","0.73","4.86","4.58","0.00","7.28","88.16"]
[]
[null,null," "," "," "," "," "," "," "," "," "," "," "," "]
["  表10",null," "," "," "," "," "," "," "," "," "," "," "," "]
["分部分项工程量清单综合单价分析表"]
["工程名称：危险品库_土建单位工程",{"$nulls":10},"第11页 共23页"]
["序号","项目编码","项目名称及特征描述","单位","工程量","综合单价组成（元）",{"$nulls":7},"综合单价\n（元）"]
[{"$nulls":5},"人工费","材料费","其中：\n设备费","施工机具使用费","企业管理费","利润","规费","税金"]
["3.1","10111095换1","楼地面踢脚板水泥砂浆面层（底\n15mm、面10mm）","m2","1.92","61.36","9.35","0.00","0.73","4.86","4.58","0.00","7.28","88.16"]
["七","墙、柱面装饰与隔断、幕墙工程"]
["1","011201004001","立面砂浆找平层\n  仓库内墙面\n  05J909-内墙4A1/NQ6\n  1.2厚纸筋灰罩面\n  2.14厚1:3:9水泥石灰膏砂浆打底\n分层抹平","m2","55.2","19.74","7.36","0.00","0.39","1.87","1.76","0.00","2.80","33.92"]
["1.1","10112013换1","内墙面水泥砂浆找平抹灰（\n14+2mm厚） (砖墙、混凝土墙)","m2","55.2","19.74","7.36","0.00","0.39","1.87","1.76","0.00","2.80","33.92"]
["2","011201004002","立面砂浆找平层\n  仓库外墙面\n  详11J930-外墙6/F3\n  1.6厚1:2.5水泥砂浆找平\n  2.9厚1:1:6水泥砂浆中层、刮平\n扫毛或划出纹道\n  3.3厚专用聚合物砂浆底面刮糙；\n或专用界面剂甩毛","m2","82.96","37.19","7.84","0.00","0.40","3.09","2.91","0.00","4.62","56.05"]
["2.1","10112018换1","外墙面水泥砂浆找平抹灰（9+6mm厚\n） (砖墙、混凝土墙)","m2","82.96","35.08","6.66","0.00","0.40","2.87","2.70","0.00","4.29","52"]
["2.2","10112059","素水泥浆界面剂","m2","82.96","2.11","1.18","0.00","0.00","0.22","0.21","0.00","0.33","4.05"]
["3","011201001001","墙面一般抹灰\n  栏板内侧\n  1.12厚1:3水泥砂浆抹灰\n  2.6厚1:2.5水泥砂浆抹灰","m2","20.8","24.45","7.18","0.00","0.45","2.18","2.06","0.00","3.27","39.59"]
["3.1","10112001","内墙面水泥砂浆一般抹灰（\n12+6mm厚） (砖墙、混凝土墙)","m2","20.8","24.45","7.18","0.00","0.45","2.18","2.06","0.00","3.27","39.59"]
[]
[null,null," "," "," "," "," "," "," "," "," "," "," "," "]
["  表10",null," "," "," "," "," "," "," "," "," "," "," "," "]
["分部分项工程量清单综合单价分析表"]
["工程名称：危险品库_土建单位工程",{"$nulls":10},"第12页 共23页"]
["序号","项目编码","项目名称及特征描述","单位","工程量","综合单价组成（元）",{"$nulls":7},"综合单价\n（元）"]
[{"$nulls":5},"人工费","材料费","其中：\n设备费","施工机具使用费","企业管理费","利润","规费","税金"]
["八","油漆、涂料、裱糊工程"]
["1","011407001002","墙面喷刷涂料\n  仓库内墙面\n  05J909-内墙4A1/NQ6\n  1.白色无机硅酸盐涂料","m2","55.2","4.82","3.65","0.00","0.00","0.58","0.54","0.00","0.86","10.45"]
["1.1","10114147换1","白色无机硅酸盐涂料 (墙面 二遍)","m2","55.2","4.82","3.65","0.00","0.00","0.58","0.54","0.00","0.86","10.45"]
["2","011407001001","墙面喷刷涂料\n  仓库外墙面\n  详11J930-外墙6/F3\n  1.涂饰丙烯酸面层涂料两遍\n  2.复补腻子磨平\n  3.刷封底涂料\n  4.满刮腻子磨平","m2","82.96","21.21","31.09","0.00","0.00","3.56","3.35","0.00","5.33","64.54"]
["2.1","10114156换1","白色外墙丙烯酸酯涂料 (墙面 3遍)","m2","82.96","21.21","31.09","0.00","0.00","3.56","3.35","0.00","5.33","64.54"]
["3","011406001001","抹灰面油漆涂料\n  雨披底面天棚\n  1.清扫、满刮腻子二遍、打磨\n  2.刷底漆一遍\n  3.乳胶漆二遍","m2","8.8","20.38","10.57","0.00","0.00","2.10","1.98","0.00","3.15","38.18"]
["3.1","10114134","乳胶漆 (室外 天棚面 二遍)","m2","8.8","20.38","10.57","0.00","0.00","2.10","1.98","0.00","3.15","38.18"]
["九","其他装饰工程"]
["1","011502001001","金属装饰线\n  1.铝合金滴水线","m","24.4","5.52","5.15","0.00","0.00","0.73","0.68","0.00","1.09","13.17"]
["1.1","10115039换1","铝合金装饰线 (角线 宽度 ≤20mm)","m","24.4","5.52","5.15","0.00","0.00","0.73","0.68","0.00","1.09","13.17"]
["十","室外工程"]
[]
[null,null," "," "," "," "," "," "," "," "," "," "," "," "]
["  表10",null," "," "," "," "," "," "," "," "," "," "," "," "]
["分部分项工程量清单综合单价分析表"]
["工程名称：危险品库_土建单位工程",{"$nulls":10},"第13页 共23页"]
["序号","项目编码","项目名称及特征描述","单位","工程量","综合单价组成（元）",{"$nulls":7},"综合单价\n（元）"]
[{"$nulls":5},"人工费","材料费","其中：\n设备费","施工机具使用费","企业管理费","利润","规费","税金"]
["1","040203007002","水泥混凝土\n  危险品库周边路面硬化\n  1.20cm厚4.5MPa预拌混凝土面层","m2","151.24","14.15","73.73","0.00","0.97","6.05","5.69","0.00","9.06","109.65"]
["1.1","40203041","水泥混凝土路面 (厚度20cm)","m2","151.24","13.92","73.73","0.00","0.24","5.98","5.63","0.00","8.96","108.46"]
["1.2","40202001","路床碾压检验","m2","151.24","0.23","0.00","0.00","0.73","0.07","0.06","0.00","0.10","1.19"]
["2","BC001004","树枝切割、清理、外运包干价","项","1","0.00","0.00","0.00","0.00","0.00","0.00","0.00","0.00","4000"]
["2.1","01BC002","树枝切割、清理、外运包干价","项","1","0.00","0.00","0.00","0.00","0.00","0.00","0.00","0.00","4000"]
["3","BC001005","清理场地、破除原有路面、垃圾装\n车外运包干价","项","1","0.00","0.00","0.00","0.00","0.00","0.00","0.00","0.00","4000"]
["3.1","01BC003","清理场地、破除原有路面、垃圾装\n车外运包干价","项","1","0.00","0.00","0.00","0.00","0.00","0.00","0.00","0.00","4000"]
["4","010507003002","电缆沟、地沟、明暗沟\n  详12J003-11/A3、a/A2\n  1.砖砌暗沟\n  2.混凝土盖板200×300","m","15.8","73.98","62.23","0.00","2.57","9.44","8.89","0.00","14.14","171.25"]
["4.1","10104084","砖砌暗沟（12J003-11/A3、a/A2）\n(混凝土盖板  200×300)","m","15.8","73.98","62.23","0.00","2.57","9.44","8.89","0.00","14.14","171.25"]
["5","010507001003","散水\n  室外散水\n  详11J930-散4/A8\n  1.60厚C20混凝土面层，撒1:1水\n泥砂子压实赶光\n  2.150厚3:7灰土夯实宽出面层\n100，向外坡3~5%\n  3.素土夯实","m2","4.74","25.26","59.56","0.00","0.40","5.80","5.45","0.00","8.67","105.14"]
["5.1","10105041换1","C20预拌非泵送混凝土 (散水)","m2","4.74","16.78","31.90","0.00","0.22","3.33","3.13","0.00","4.98","60.34"]
["5.2","10105057","非泵送调整费","m3","0.287","14.95","0.00","0.00","0.00","1.02","0.96","0.00","1.53","18.48"]
[null,null," "," "," "," "," "," "," "," "," "," "," "," "]
["  表10",null," "," "," "," "," "," "," "," "," "," "," "," "]
["分部分项工程量清单综合单价分析表"]
["工程名称：危险品库_土建单位工程",{"$nulls":10},"第14页 共23页"]
["序号","项目编码","项目名称及特征描述","单位","工程量","综合单价组成（元）",{"$nulls":7},"综合单价\n（元）"]
[{"$nulls":5},"人工费","材料费","其中：\n设备费","施工机具使用费","企业管理费","利润","规费","税金"]
["5.3","10104068","灰土垫层","m3","0.711","44.91","184.37","0.00","1.20","15.67","14.77","0.00","23.48","284.4"]
["5.4","10101094","原土夯实( 人工)","m2","4.74","0.83","0.00","0.00","0.00","0.06","0.05","0.00","0.08","1.02"]
["6","010507001004","坡道\n  室外坡道\n  详11J930-坡6/A14\n  1.50厚C20细石混凝土面层，随捣\n随抹成粗麻面\n  2.100厚C20混凝土\n  3.300厚3:7灰土分两步夯实，宽\n出面层300\n  4.素土夯实","m2","3.6","51.71","124.13","0.00","1.21","12.04","11.35","0.00","18.03","218.48"]
["6.1","10111027换1","细石混凝土楼地面（50mm厚）","m2","3.6","17.98","21.43","0.00","0.64","2.72","2.57","0.00","4.08","49.42"]
["6.2","10105041换2","C20预拌非泵送混凝土 (坡道)","m2","3.6","16.78","47.39","0.00","0.22","4.38","4.13","0.00","6.56","79.46"]
["6.3","10105057","非泵送调整费","m3","0.636","14.96","0.00","0.00","0.00","1.02","0.96","0.00","1.53","18.48"]
["6.4","10104068","灰土垫层","m3","1.08","44.91","184.37","0.00","1.20","15.67","14.77","0.00","23.48","284.4"]
["6.5","10101094","原土夯实( 人工)","m2","3.6","0.83","0.00","0.00","0.00","0.06","0.05","0.00","0.08","1.02"]
[]
[null,null," "," "," "," "," "," "," "," "," "," "," "," "]
["  表10",null," "," "," "," "," "," "," "," "," "," "," "," "]
["分部分项工程量清单综合单价分析表"]
["工程名称：危险品库_安装单位工程",{"$nulls":10},"第15页 共23页"]
["序号","项目编码","项目名称及特征描述","单位","工程量","综合单价组成（元）",{"$nulls":7},"综合单价\n（元）"]
[{"$nulls":5},"人工费","材料费","其中：\n设备费","施工机具使用费","企业管理费","利润","规费","税金"]
[" "," "," "," "," "," "," "," "," "," "," "," "," "," "]
["一","喷淋工程"]
["1","030901001004","水喷淋钢管\n1.钢塑复合管（1.2Mpa 丝扣连接）\nDN25","m","5.4","23.10","27.57","0.00","0.58","3.49","3.28","0.00","5.22","63.24"]
["1.1","31001441换1","钢塑复合管（1.2Mpa 丝扣连接）\nDN25","m","5.4","23.10","27.57","0.00","0.58","3.49","3.28","0.00","5.22","63.24"]
["2","030901001001","水喷淋钢管\n1.钢塑复合管（1.2Mpa 丝扣连接）\nDN32","m","2.9","29.56","31.85","0.00","0.77","4.23","3.98","0.00","6.34","76.73"]
["2.1","31001442换1","钢塑复合管（1.2Mpa 丝扣连接）\nDN32","m","2.9","29.56","31.85","0.00","0.77","4.23","3.98","0.00","6.34","76.73"]
["3","030901001002","水喷淋钢管\n1.钢塑复合管（1.2Mpa 丝扣连接）\nDN50","m","15.4","26.70","48.11","0.00","1.12","5.16","4.87","0.00","7.74","93.7"]
["3.1","31001444换1","钢塑复合管（1.2Mpa 丝扣连接）\nDN50","m","15.4","26.70","48.11","0.00","1.12","5.16","4.87","0.00","7.74","93.7"]
["4","031201001003","管道刷油\n1.管道刷油 环氧沥青漆 (共2遍)","m2","2.03","4.67","6.13","0.00","0.00","0.73","0.69","0.00","1.10","13.32"]
["4.1","31102014换1","管道刷油 环氧沥青漆 (共2遍)","m2","2.03","4.67","6.13","0.00","0.00","0.73","0.69","0.00","1.10","13.32"]
["5","031201001001","管道刷油\n1.管道刷油 银粉漆 (共2遍)","m2","1.84","4.35","1.68","0.00","0.00","0.41","0.39","0.00","0.61","7.44"]
["5.1","31102022换1","管道刷油 银粉漆 (共2遍)","m2","1.84","4.35","1.68","0.00","0.00","0.41","0.39","0.00","0.61","7.44"]
["6","010101007003","管沟土方\n1.管道挖填土方 (管道公称直径\n(50mm以内)  0.6m深)","m","10.2","31.34","0.11","0.00","0.00","2.14","2.02","0.00","3.20","38.81"]
["6.1","31011209","管道挖填土方 (管道公称直径\n(50mm以内)  0.6m深)","m","10.2","31.34","0.11","0.00","0.00","2.14","2.02","0.00","3.20","38.81"]
[]
[null,null," "," "," "," "," "," "," "," "," "," "," "," "]
["  表10",null," "," "," "," "," "," "," "," "," "," "," "," "]
["分部分项工程量清单综合单价分析表"]
["工程名称：危险品库_安装单位工程",{"$nulls":10},"第16页 共23页"]
["序号","项目编码","项目名称及特征描述","单位","工程量","综合单价组成（元）",{"$nulls":7},"综合单价\n（元）"]
[{"$nulls":5},"人工费","材料费","其中：\n设备费","施工机具使用费","企业管理费","利润","规费","税金"]
["7","031003013002","水表\n1.水表LXS-50","个","1","42.35","208.03","0.00","0.64","17.07","16.09","0.00","25.58","309.76"]
["7.1","31005311换1","水表LXS-50","个","1","42.35","208.03","0.00","0.64","17.07","16.09","0.00","25.58","309.76"]
["8","031003001003","螺纹阀门\n1.全喷塑软密封闸阀DN50","个","2","28.59","95.95","0.00","2.09","8.61","8.11","0.00","12.90","156.25"]
["8.1","31005006换1","全喷塑软密封闸阀DN50","个","2","28.59","95.95","0.00","2.09","8.61","8.11","0.00","12.90","156.25"]
["9","031003001001","螺纹阀门\n1.电磁阀ZCSDN50","个","1","30.70","241.12","0.00","0.86","18.54","17.47","0.00","27.78","336.47"]
["9.1","31005015换1","电磁阀ZCSDN50","个","1","30.70","241.12","0.00","0.86","18.54","17.47","0.00","27.78","336.47"]
["10","BC001003","阀门箱\n1.防水阀门箱","座","1","0.00","0.00","0.00","0.00","0.00","0.00","0.00","0.00","250"]
["10.1","BC001","防水阀门箱","座","1","0.00","0.00","0.00","0.00","0.00","0.00","0.00","0.00","250"]
["11","031002001002","管道支架\n1.管道支架制作 单件重量(100kg以\n内)\n2.管道支架安装 单件重量(100kg以\n内)","kg","3.78","7.04","5.59","0.00","1.80","0.98","0.93","0.00","1.47","17.8"]
["11.1","31011001","管道支架制作 单件重量(100kg以内\n)","kg","3.78","4.57","4.65","0.00","1.05","0.70","0.66","0.00","1.05","12.68"]
["11.2","31011002","管道支架安装 单件重量(100kg以内\n)","kg","3.78","2.47","0.94","0.00","0.74","0.28","0.27","0.00","0.42","5.12"]
["12","031201003002","金属结构刷油\n1.手工除锈 一般钢结构 (轻锈 )\n2.金属结构刷油 一般钢结构 红丹\n防锈漆 (共2遍)\n3.金属结构刷油 一般钢结构 调和\n漆 (共2遍)","kg","3.78","1.17","0.29","0.00","0.25","0.12","0.11","0.00","0.17","2.12"]
[]
[null,null," "," "," "," "," "," "," "," "," "," "," "," "]
["  表10",null," "," "," "," "," "," "," "," "," "," "," "," "]
["分部分项工程量清单综合单价分析表"]
["工程名称：危险品库_安装单位工程",{"$nulls":10},"第17页 共23页"]
["序号","项目编码","项目名称及特征描述","单位","工程量","综合单价组成（元）",{"$nulls":7},"综合单价\n（元）"]
[{"$nulls":5},"人工费","材料费","其中：\n设备费","施工机具使用费","企业管理费","利润","规费","税金"]
["12.1","31101005","手工除锈 一般钢结构 (轻锈 )","kg","3.78","0.32","0.02","0.00","0.08","0.03","0.03","0.00","0.04","0.52"]
["12.2","31102049换1","金属结构刷油 一般钢结构 红丹防\n锈漆 (共2遍)","kg","3.78","0.43","0.16","0.00","0.17","0.05","0.05","0.00","0.08","0.94"]
["12.3","31102058换1","金属结构刷油 一般钢结构 调和漆 \n(共2遍)","kg","3.78","0.42","0.12","0.00","0.00","0.04","0.03","0.00","0.05","0.66"]
["13","031002003002","套管\n1.穿墙套管DN32\n2.预留孔洞 混凝土墙体 (公称直径\n(50mm以内))","个","2","23.39","13.79","0.00","0.62","2.57","2.42","0.00","3.85","46.64"]
["13.1","30807132换1","穿墙套管DN32","个","2","17.57","11.49","0.00","0.62","2.02","1.90","0.00","3.02","36.62"]
["13.2","31011187","预留孔洞 混凝土墙体 (公称直径\n(50mm以内))","个","2","5.82","2.30","0.00","0.00","0.55","0.52","0.00","0.83","10.02"]
["14","030901003002","水喷淋(雾)喷头\n1.开式喷头","个","4","11.11","38.04","0.00","0.14","3.35","3.16","0.00","5.02","60.82"]
["14.1","30901034换1","开式喷头","个","4","11.11","38.04","0.00","0.14","3.35","3.16","0.00","5.02","60.82"]
["二","给排水工程"]
["1","031001006002","塑料管\n1.给排水管道 室内 塑料雨水管(粘\n接)DN200)","m","8.6","34.24","76.03","0.00","2.00","7.63","7.19","0.00","11.44","138.53"]
["1.1","31001386换1","给排水管道 室内 塑料雨水管(粘接\n)DN200)","m","8.6","34.24","76.03","0.00","2.00","7.63","7.19","0.00","11.44","138.53"]
["2","010101007001","管沟土方\n1.管道挖填土方 (管道公称直径\n(200mm以内)   1.0m深)","m","7.7","64.37","0.11","0.00","0.00","4.38","4.13","0.00","6.57","79.56"]
["2.1","31011213","管道挖填土方 (管道公称直径\n(200mm以内)   1.0m深)","m","7.7","64.37","0.11","0.00","0.00","4.38","4.13","0.00","6.57","79.56"]
[]
[null,null," "," "," "," "," "," "," "," "," "," "," "," "]
["  表10",null," "," "," "," "," "," "," "," "," "," "," "," "]
["分部分项工程量清单综合单价分析表"]
["工程名称：危险品库_安装单位工程",{"$nulls":10},"第18页 共23页"]
["序号","项目编码","项目名称及特征描述","单位","工程量","综合单价组成（元）",{"$nulls":7},"综合单价\n（元）"]
[{"$nulls":5},"人工费","材料费","其中：\n设备费","施工机具使用费","企业管理费","利润","规费","税金"]
["3","040504001002","砌筑井\n1.排水井垫层 混凝土  0.13m3\n2.砖墙 (抹灰 井内侧)  8.35m2\n3.砖砌井壁 (圆形)  0.88m3\n4.井底流槽 (砖砌)  0.08m3\n5.检查井井盖、座(普通铸铁)","座","1","482.38","965.12","0.00","5.04","98.74","93.05","0.00","148.01","1792.41"]
["3.1","40501005","排水井垫层 混凝土","m3","0.13","157.42","286.64","0.00","0.52","30.23","28.49","0.00","45.30","548.6"]
["3.2","40501025","砖墙 (抹灰 井内侧)","m2","8.35","23.94","9.00","0.00","0.22","2.25","2.12","0.00","3.38","40.91"]
["3.3","40501006","砖砌井壁 (圆形)","m3","0.88","224.95","306.90","0.00","3.26","36.39","34.29","0.00","54.52","660.31"]
["3.4","40501023","井底流槽 (砖砌)","m3","0.08","224.53","293.94","0.00","3.50","35.49","33.45","0.00","53.18","644.09"]
["3.5","40501039","检查井井盖、座(普通铸铁)","套","1","46.13","559.14","0.00","0.00","41.16","38.79","0.00","61.67","746.89"]
["三","强电工程"]
["1","030404017002","配电箱\n  1.ZAL防水防爆配电箱IP65","台","1","139.22","5706.36","0.00","0.00","397.50","374.58","0.00","595.59","7213.25"]
["1.1","30402077换1","ZAL防水防爆配电箱IP65","台","1","139.22","5706.36","0.00","0.00","397.50","374.58","0.00","595.59","7213.25"]
["2","030411001005","配管\n1.钢管敷设 (砖、混凝土结构暗配 \nSC32)","m","7.6","6.66","14.02","0.00","0.32","1.43","1.35","0.00","2.14","25.92"]
["2.1","30412037换1","钢管敷设 (砖、混凝土结构暗配 \nSC32)","m","7.6","6.66","14.02","0.00","0.32","1.43","1.35","0.00","2.14","25.92"]
["3","030411001001","配管\n1.钢管敷设 (砖、混凝土结构明配 \nSC25)","m","25.2","10.38","12.07","0.00","0.32","1.55","1.46","0.00","2.32","28.1"]
["3.1","30412025换1","钢管敷设 (砖、混凝土结构明配 \nSC25)","m","25.2","10.38","12.07","0.00","0.32","1.55","1.46","0.00","2.32","28.1"]
[]
[null,null," "," "," "," "," "," "," "," "," "," "," "," "]
["  表10",null," "," "," "," "," "," "," "," "," "," "," "," "]
["分部分项工程量清单综合单价分析表"]
["工程名称：危险品库_安装单位工程",{"$nulls":10},"第19页 共23页"]
["序号","项目编码","项目名称及特征描述","单位","工程量","综合单价组成（元）",{"$nulls":7},"综合单价\n（元）"]
[{"$nulls":5},"人工费","材料费","其中：\n设备费","施工机具使用费","企业管理费","利润","规费","税金"]
["4","030411001002","配管\n1.钢管敷设 (砖、混凝土结构明配 \nSC20)","m","20.6","9.01","6.72","0.00","0.21","1.08","1.02","0.00","1.62","19.66"]
["4.1","30412024换1","钢管敷设 (砖、混凝土结构明配 \nSC20)","m","20.6","9.01","6.72","0.00","0.21","1.08","1.02","0.00","1.62","19.66"]
["5","030411004004","配线\n1.管内穿线BV-2.5","m","106.4","0.86","2.12","0.00","0.00","0.20","0.19","0.00","0.30","3.67"]
["5.1","30413005换1","管内穿线BV-2.5","单线","106.4","0.86","2.12","0.00","0.00","0.20","0.19","0.00","0.30","3.67"]
["6","030411004001","配线\n1.管内穿线BV-4","m","27","0.57","2.95","0.00","0.00","0.24","0.23","0.00","0.36","4.35"]
["6.1","30413006换1","管内穿线BV-4","单线","27","0.57","2.95","0.00","0.00","0.24","0.23","0.00","0.36","4.35"]
["7","030408001003","电力电缆\n1.室内敷设电力电缆 铜芯电力电缆\n敷设 电缆KYJ-6*1.5)","m","13.12","2.85","23.11","0.00","0.90","1.83","1.72","0.00","2.74","33.15"]
["7.1","30409135换1","室内敷设电力电缆 铜芯电力电缆敷\n设 电缆KYJ-6*1.5)","m","13.12","2.85","23.11","0.00","0.90","1.83","1.72","0.00","2.74","33.15"]
["8","030408006003","电力电缆头\n1.电力电缆终端头制作安装 lkV以\n下室内干包式铜芯电力电缆 电缆截\n面(≤10mm2)","个","4","24.75","40.93","0.00","0.00","4.47","4.21","0.00","6.69","81.05"]
["8.1","30409221换1","电力电缆终端头制作安装 lkV以下\n室内干包式铜芯电力电缆 电缆截面\n(≤10mm2)","个","4","24.75","40.93","0.00","0.00","4.47","4.21","0.00","6.69","81.05"]
["9","030412002002","工厂灯\n1.防爆LED工厂灯（50W LED灯）","套","1","13.98","426.82","0.00","0.00","29.97","28.25","0.00","44.91","543.93"]
["9.1","30414213换1","防爆LED工厂灯（50W LED灯）","套","1","13.98","426.82","0.00","0.00","29.97","28.25","0.00","44.91","543.93"]
[]
[null,null," "," "," "," "," "," "," "," "," "," "," "," "]
["  表10",null," "," "," "," "," "," "," "," "," "," "," "," "]
["分部分项工程量清单综合单价分析表"]
["工程名称：危险品库_安装单位工程",{"$nulls":10},"第20页 共23页"]
["序号","项目编码","项目名称及特征描述","单位","工程量","综合单价组成（元）",{"$nulls":7},"综合单价\n（元）"]
[{"$nulls":5},"人工费","材料费","其中：\n设备费","施工机具使用费","企业管理费","利润","规费","税金"]
["10","030404035002","插座\n1.防爆型插座（RYD-E01 16A 安全\n型）","个","1","13.65","47.97","0.00","0.00","4.19","3.95","0.00","6.28","76.04"]
["10.1","30414312换1","防爆型插座（RYD-E01 16A 安全型\n）","套","1","13.65","47.97","0.00","0.00","4.19","3.95","0.00","6.28","76.04"]
["11","030411005002","接线箱\n1.现场按钮箱（防爆 GT-0101）","个","4","78.03","85.00","0.00","0.00","11.09","10.45","0.00","16.61","201.18"]
["11.1","30413188换1","现场按钮箱（防爆 GT-0101）","个","4","78.03","85.00","0.00","0.00","11.09","10.45","0.00","16.61","201.18"]
["12","030411006004","接线盒\n1.钢制灯头盒","个","1","3.28","2.62","0.00","0.00","0.40","0.38","0.00","0.60","7.28"]
["12.1","30413193换1","钢制灯头盒","个","1","3.28","2.62","0.00","0.00","0.40","0.38","0.00","0.60","7.28"]
["13","030411006001","接线盒\n1.钢制开关盒","个","1","3.50","2.54","0.00","0.00","0.41","0.39","0.00","0.62","7.46"]
["13.1","30413192换2","钢制开关盒","个","1","3.50","2.54","0.00","0.00","0.41","0.39","0.00","0.62","7.46"]
["14","030409005003","避雷网\n1.利用φ12镀锌圆钢沿外墙边沿做\n避雷带","m","27.01","17.15","7.48","0.00","1.31","1.76","1.66","0.00","2.64","32"]
["14.1","30410045换1","利用φ12镀锌圆钢沿外墙边沿做避\n雷带","m","27.01","17.15","7.48","0.00","1.31","1.76","1.66","0.00","2.64","32"]
["15","030409005001","避雷网\n1.接地联线","m","17.6","2.54","0.58","0.00","0.88","0.27","0.26","0.00","0.41","4.94"]
["15.1","30410046","接地联线","m","17.6","2.54","0.58","0.00","0.88","0.27","0.26","0.00","0.41","4.94"]
[]
[null,null," "," "," "," "," "," "," "," "," "," "," "," "]
["  表10",null," "," "," "," "," "," "," "," "," "," "," "," "]
["分部分项工程量清单综合单价分析表"]
["工程名称：危险品库_安装单位工程",{"$nulls":10},"第21页 共23页"]
["序号","项目编码","项目名称及特征描述","单位","工程量","综合单价组成（元）",{"$nulls":7},"综合单价\n（元）"]
[{"$nulls":5},"人工费","材料费","其中：\n设备费","施工机具使用费","企业管理费","利润","规费","税金"]
["16","030409003002","避雷引下线\n1.避雷引下线敷设 利用建筑结构钢\n筋引下\n2.避雷网安装 柱钢筋与圈梁钢筋焊\n接  8处\n3.避雷网安装 接地测试点安装  \n4处","m","27.01","13.98","2.42","0.00","4.87","1.45","1.36","0.00","2.16","26.24"]
["16.1","30410042","避雷引下线敷设 利用建筑结构钢筋\n引下","m","27.01","5.19","0.84","0.00","3.23","0.63","0.59","0.00","0.94","11.42"]
["16.2","30410047","避雷网安装 柱钢筋与圈梁钢筋焊接","处","8","23.82","2.97","0.00","4.93","2.16","2.03","0.00","3.23","39.14"]
["16.3","30410048","避雷网安装 接地测试点安装","处","4","11.74","4.68","0.00","1.22","1.20","1.13","0.00","1.80","21.77"]
["17","030409008002","等电位端子箱、测试板\n1.等电位装置安装 总等电位端子箱\n (暗装)","台","1","46.99","87.36","0.00","0.00","9.14","8.61","0.00","13.69","165.79"]
["17.1","30410084","等电位装置安装 总等电位端子箱 \n(暗装)","个","1","46.99","87.36","0.00","0.00","9.14","8.61","0.00","13.69","165.79"]
["18","030409002002","接地母线\n1.-40*4热镀锌扁钢","m","11.43","8.69","5.33","0.00","0.55","0.99","0.93","0.00","1.48","17.97"]
["18.1","30410058换2","-40*4热镀锌扁钢","m","11.43","8.69","5.33","0.00","0.55","0.99","0.93","0.00","1.48","17.97"]
["19","030414002002","送配电装置系统\n1.输配电装置系统调试 ≤1kV交流\n供电","系统","1","195.86","2.10","0.00","48.36","16.75","15.78","0.00","25.10","303.95"]
["19.1","30417028","输配电装置系统调试 ≤1kV交流供\n电","系统","1","195.86","2.10","0.00","48.36","16.75","15.78","0.00","25.10","303.95"]
["20","030414011002","接地装置\n1.接地系统测试 接地网","系统","1","578.89","35.57","0.00","40.88","44.56","41.99","0.00","66.77","808.66"]
["20.1","30410086","接地系统测试 接地网","系统","1","578.89","35.57","0.00","40.88","44.56","41.99","0.00","66.77","808.66"]
[" "," "]
[null,null," "," "," "," "," "," "," "," "," "," "," "," "]
["  表10",null," "," "," "," "," "," "," "," "," "," "," "," "]
["分部分项工程量清单综合单价分析表"]
["工程名称：危险品库_安装单位工程",{"$nulls":10},"第22页 共23页"]
["序号","项目编码","项目名称及特征描述","单位","工程量","综合单价组成（元）",{"$nulls":7},"综合单价\n（元）"]
[{"$nulls":5},"人工费","材料费","其中：\n设备费","施工机具使用费","企业管理费","利润","规费","税金"]
["四","可燃气检测报警工程"]
["1","030411001003","配管\n1.钢管敷设 (砖、混凝土结构暗配 \nSC15)","m","16.7","5.62","5.70","0.00","0.21","0.78","0.74","0.00","1.17","14.22"]
["1.1","30412034换1","钢管敷设 (砖、混凝土结构暗配 \nSC15)","m","16.7","5.62","5.70","0.00","0.21","0.78","0.74","0.00","1.17","14.22"]
["2","030411004002","配线\n1.管内穿线BV-1.5","m","23.2","0.77","1.70","0.00","0.00","0.17","0.16","0.00","0.25","3.05"]
["2.1","30413004换1","管内穿线BV-1.5","单线","23.2","0.77","1.70","0.00","0.00","0.17","0.16","0.00","0.25","3.05"]
["3","030408001001","电力电缆\n1.室内敷设电力电缆 铜芯电力电缆\n敷设 电缆KVV-4*1.5)","m","7.28","2.48","18.21","0.00","0.78","1.46","1.38","0.00","2.19","26.5"]
["3.1","30409135换2","室内敷设电力电缆 铜芯电力电缆敷\n设 电缆KVV-4*1.5)","m","7.28","2.48","18.21","0.00","0.78","1.46","1.38","0.00","2.19","26.5"]
["4","030408006001","电力电缆头\n1.电力电缆终端头制作安装 lkV以\n下室内干包式铜芯电力电缆 电缆截\n面(≤10mm2)","个","2","19.80","32.75","0.00","0.00","3.57","3.37","0.00","5.35","64.84"]
["4.1","30409221","电力电缆终端头制作安装 lkV以下\n室内干包式铜芯电力电缆 电缆截面\n(≤10mm2)","个","2","19.80","32.75","0.00","0.00","3.57","3.37","0.00","5.35","64.84"]
["5","030904001003","点型探测器\n1.防爆型气体探测器（RBK-6000-\nAF）","个","1","30.18","189.79","0.00","0.07","14.96","14.10","0.00","22.42","271.52"]
["5.1","30904005换1","防爆型气体探测器（RBK-6000-AF）","个","1","30.18","189.79","0.00","0.07","14.96","14.10","0.00","22.42","271.52"]
["6","030904001001","点型探测器\n1.定温温度感应器（防爆 DC24V)","个","1","30.18","76.82","0.00","0.20","7.29","6.87","0.00","10.92","132.28"]
[]
[null,null," "," "," "," "," "," "," "," "," "," "," "," "]
["  表10",null," "," "," "," "," "," "," "," "," "," "," "," "]
["分部分项工程量清单综合单价分析表"]
["工程名称：危险品库_安装单位工程",{"$nulls":10},"第23页 共23页"]
["序号","项目编码","项目名称及特征描述","单位","工程量","综合单价组成（元）",{"$nulls":7},"综合单价\n（元）"]
[{"$nulls":5},"人工费","材料费","其中：\n设备费","施工机具使用费","企业管理费","利润","规费","税金"]
["6.1","30904002换1","定温温度感应器（防爆 DC24V)","个","1","30.18","76.82","0.00","0.20","7.29","6.87","0.00","10.92","132.28"]
["7","030411006002","接线盒\n1.钢制开关盒","个","2","3.50","2.54","0.00","0.00","0.41","0.39","0.00","0.62","7.46"]
["7.1","30413192换3","钢制开关盒","个","2","3.50","2.54","0.00","0.00","0.41","0.39","0.00","0.62","7.46"]
["五","消防工程"]
["1","030901013002","灭火器\n1.灭火器MF/ABC4","具","4","1.27","75.03","0.00","0.18","5.20","4.90","0.00","7.79","94.37"]
["1.1","30901092换1","灭火器MF/ABC4","具","4","1.27","75.03","0.00","0.18","5.20","4.90","0.00","7.79","94.37"]
[]
[null,null," "," "," "," "," "," "," "," "," "," "," "," "]

{"sheet":"表11单价措施项目清单综合单价分析表","index":8,"n_rows":63,"n_cols":13,"rows_kept":63,"merged":[[0,0,0,1],[1,0,1,12],[2,0,2,10],[2,11,2,12],[3,0,4,0],[3,1,4,1],[3,2,4,2],[3,3,4,3],[3,4,4,4],[3,5,3,11],[3,12,4,12],[7,1,7,12],[15,1,15,12],[24,0,24,1],[25,0,25,12],[26,0,26,10],[26,11,26,12],[27,0,28,0],[27,1,28,1],[27,2,28,2],[27,3,28,3],[27,4,28,4],[27,5,27,11],[27,12,28,12],[41,1,41,12],[47,0,47,1],[48,0,48,12],[49,0,49,10],[49,11,49,12],[50,0,51,0],[50,1,51,1],[50,2,51,2],[50,3,51,3],[50,4,51,4],[50,5,50,11],[50,12,51,12],[53,1,53,12],[54,1,54,12]],"flags":["formulas_cached_only"]}
["  表11",null," "," "," "," "," "," "," "," "," "," "," "]
["单价措施项目清单综合单价分析表"]
["工程名称:危险品库_土建单位工程",{"$nulls":10},"第1页 共3页"]
["序号","项目编码","项目名称及特征描述","单位","工程量","综合单价组成（元）",{"$nulls":6},"综合单价\n（元）"]
[{"$nulls":5},"人工费","材料费","施工机具使用费","企业管理费","利润","规费","税金"]
[" "," "," "," "," "," "," "," "," "," "," "," "," "]
[" "," "," "," "," "," "," "," "," "," "," "," "," "]
["一","脚手架"]
["1","011701002001","外脚手架及垂直封闭安全网\n  1.外墙扣件式钢管脚手架 (双排\n 建筑物高度30m以内 )\n  2.建筑物垂直封闭 (阻燃安全网\n)","m2","96.8","25.27","42.03","0.71","4.62","4.36","0.00","6.93","83.92"]
["1.1","10117001","外墙扣件式钢管脚手架 (双排 建\n筑物高度30m以内 )","m2","96.8","21.90","35.06","0.71","3.92","3.70","0.00","5.88","71.17"]
["1.2","10117015","建筑物垂直封闭 (阻燃安全网)","m2","96.8","3.37","6.97","0.00","0.70","0.66","0.00","1.05","12.75"]
["2","011701003001","砌筑脚手架\n  1.服务对象:外墙\n  2.搭设高度:1.2-3.6m","m2","13.32","2.06","0.34","0.50","0.20","0.19","0.00","0.30","3.59"]
["2.1","10117017","里脚手架","m2","13.32","2.06","0.34","0.50","0.20","0.19","0.00","0.30","3.59"]
["3","011701003002","砌筑脚手架\n  1.服务对象:外墙\n  2.搭设高度:3.6m以上","m2","42.73","4.45","3.62","0.38","0.57","0.54","0.00","0.86","10.42"]
["3.1","10117018","砌筑双排脚手架","m2","42.73","4.45","3.62","0.38","0.57","0.54","0.00","0.86","10.42"]
["二","混凝土与钢筋混凝土模板及支架"]
["1","011702033001","垫层模板\n  1.垫层","m2","3.24","39.77","14.11","0.66","3.71","3.50","0.00","5.56","67.31"]
["1.1","10117035","垫层","m2","3.24","39.77","14.11","0.66","3.71","3.50","0.00","5.56","67.31"]
["2","011702001001","基础模板\n  1.带形基础","m2","12.96","29.11","22.38","0.70","3.55","3.34","0.00","5.32","64.40"]
["2.1","10117036","带形基础","m2","12.96","29.11","22.38","0.70","3.55","3.34","0.00","5.32","64.4"]
["3","011702002001","柱模板\n  1.独立矩形柱","m2","25.58","37.93","22.10","0.67","4.12","3.89","0.00","6.19","74.90"]
["3.1","10117045","独立矩形柱","m2","25.58","37.45","22.10","0.67","4.09","3.86","0.00","6.14","74.31"]
[]
[null,null," "," "," "," "," "," "," "," "," "," "," "]
["  表11",null," "," "," "," "," "," "," "," "," "," "," "]
["单价措施项目清单综合单价分析表"]
["工程名称:危险品库_土建单位工程",{"$nulls":10},"第2页 共3页"]
["序号","项目编码","项目名称及特征描述","单位","工程量","综合单价组成（元）",{"$nulls":6},"综合单价\n（元）"]
[{"$nulls":5},"人工费","材料费","施工机具使用费","企业管理费","利润","规费","税金"]
["3.2","10117085","柱、墙模板支撑高度超过3.6m、不\n超过6m (每增加0.5m)","m2","13.89","0.87","0.00","0.00","0.06","0.06","0.00","0.09","1.08"]
["4","011702008001","圈梁模板\n  1.圈梁","m2","17.64","34.50","15.87","0.68","3.47","3.27","0.00","5.20","62.99"]
["4.1","10117051","圈梁","m2","17.64","34.50","15.87","0.68","3.47","3.27","0.00","5.20","62.99"]
["5","011702009001","过梁模板\n  1.过梁","m2","3.59","48.37","19.08","0.77","4.64","4.37","0.00","6.95","84.18"]
["5.1","10117052","过梁","m2","3.59","48.37","19.08","0.77","4.64","4.37","0.00","6.95","84.18"]
["6","011702014001","有梁板模板\n  1.有梁板","m2","27.95","35.30","24.70","1.47","4.18","3.93","0.00","6.26","75.85"]
["6.1","10117053","有梁板","m2","27.95","33.00","21.98","1.26","3.82","3.60","0.00","5.73","69.39"]
["6.2","10117087","梁、板模板支撑高度超过3.6m、不\n超过6m (每增加0.5m)","m2","34.44","1.87","2.21","0.17","0.29","0.27","0.00","0.43","5.24"]
["7","011702021001","栏板模板\n  1.栏板","m2","41.6","38.93","14.04","0.84","3.66","3.45","0.00","5.48","66.40"]
["7.1","10117057","栏板","m2","41.6","38.93","14.04","0.84","3.66","3.45","0.00","5.48","66.4"]
["8","011702025001","其他现浇构件模板\n  1.压顶","m2","0.96","36.01","15.11","0.44","3.51","3.30","0.00","5.25","63.63"]
["8.1","10117070","压顶","m2","0.96","36.01","15.11","0.44","3.51","3.30","0.00","5.25","63.62"]
["三","其他措施项目"]
["1","011705001001","大型机械设备进出场及安拆\n  1.履带式单斗挖掘机进出场费 \n(1m3以内)","项","1","315.09","402.08","3221.68","267.84","252.40","0.00","401.32","4860.44"]
["1.1","10117126","履带式推土机进出场费 (90kW以外\n)","台次","1","157.55","194.89","1670.23","137.54","129.61","0.00","206.08","2495.9"]
["1.2","10117124","履带式单斗挖掘机进出场费 \n(1m3以外)","台次","1","157.55","207.20","1551.46","130.30","122.79","0.00","195.24","2364.54"]
[]
[null,null," "," "," "," "," "," "," "," "," "," "," "]
["  表11",null," "," "," "," "," "," "," "," "," "," "," "]
["单价措施项目清单综合单价分析表"]
["工程名称:危险品库_安装单位工程",{"$nulls":10},"第3页 共3页"]
["序号","项目编码","项目名称及特征描述","单位","工程量","综合单价组成（元）",{"$nulls":6},"综合单价\n（元）"]
[{"$nulls":5},"人工费","材料费","施工机具使用费","企业管理费","利润","规费","税金"]
[" "," "," "," "," "," "," "," "," "," "," "," "," "]
["一","措施分部L01"]
["二","措施项目"]
["1","031301017002","脚手架搭拆","项","1","72.50","134.65","0.00","14.50","12.43","0.00","20.72","254.79"]
["1.1","JSJ005","电气设备安装脚手架搭拆费","元","101.703","0.35","0.65","0.00","0.07","0.06","0.00","0.10","1.23"]
["1.2","JSJ008","工业管道安装脚手架搭拆费","元","3.514","0.35","0.65","0.00","0.07","0.06","0.00","0.10","1.23"]
["1.3","JSJ009","消防脚手架搭拆费","元","5.494","0.35","0.65","0.00","0.07","0.06","0.00","0.10","1.23"]
["1.4","JSJ010","给排水、采暖、燃气脚手架搭拆费","元","94.995","0.35","0.65","0.00","0.07","0.06","0.00","0.10","1.23"]
["1.5","JSJ011","刷油、防腐脚手架搭拆费","元","1.449","0.35","0.65","0.00","0.07","0.06","0.00","0.10","1.23"]
[]
[null,null," "," "," "," "," "," "," "," "," "," "," "]

{"sheet":"表14人工、材料设备、机械汇总表","index":9,"n_rows":472,"n_cols":8,"rows_kept":472,"merged":[[0,0,0,1],[1,0,1,7],[2,0,2,5],[2,6,2,7],[36,0,36,1],[37,0,37,7],[38,0,38,5],[38,6,38,7],[71,0,71,1],[72,0,72,7],[73,0,73,5],[73,6,73,7],[106,0,106,1],[107,0,107,7],[108,0,108,5],[108,6,108,7],[142,0,142,1],[143,0,143,7],[144,0,144,5],[144,6,144,7],[179,0,179,1],[180,0,180,7],[181,0,181,5],[181,6,181,7],[216,0,216,1],[217,0,217,7],[218,0,218,5],[218,6,218,7],[253,0,253,1],[254,0,254,7],[255,0,255,5],[255,6,255,7],[283,0,283,1],[284,0,284,7],[285,0,285,5],[285,6,285,7],[319,0,319,1],[320,0,320,7],[321,0,321,5],[321,6,321,7],[353,0,353,1],[354,0,354,7],[355,0,355,5],[355,6,355,7],[389,0,389,1],[390,0,390,7],[391,0,391,5],[391,6,391,7],[425,0,425,1],[426,0,426,7],[427,0,427,5],[427,6,427,7],[462,0,462,1],[463,0,463,7],[464,0,464,5],[464,6,464,7]],"flags":["formulas_cached_only"]}
["  表14",null," "," "," "," "," "," "]
["人工、材料设备、机械汇总表"]
["工程名称：漳州无极药业有限公司危险品库",{"$nulls":5},"第1页 共14页"]
["序号","工料机编码","工料机名称","规格、型号等特殊要求","单位","数量","单价","合价"]
["一"," ","人工"," "," "," "," "," "]
["1","00010040","定额人工费"," ","元","31989.71","1.0503","33598.79"]
["2","JXQTRGF","其它人工费"," ","元","72.504","1","72.5"]
["二"," ","材料"," "," "," "," "," "]
["1","80050150","现拌混合砂浆","M5(42.5)","m3","1.409","204.33192","287.9"]
["2","34110080","水"," ","m3","39.771","2.91","115.73"]
["3","04010170","散装水泥","42.5","kg","1343.525","0.465","624.74"]
["4","04030230","净干砂（机制砂）"," ","m3","3.685","135.92","500.87"]
["5","04090360","粘土膏"," ","m3","0.176","26.12","4.6"]
["6","04130540","烧结煤矸石普通砖","240×115×53","块","1044.23","0.58","605.65"]
["7","49010040","其他材料费"," ","元","797.358","0.92","733.57"]
["8","04130570_1","承重多孔砖","190×190×90 MU10","块","1903.188","1.02","1941.25"]
["9","04130560_1","承重多孔砖","190×90×90","块","447.858","0.63","282.15"]
["10","04030150","中(粗)砂","损耗2%+膨胀1.18","m3","14.271","174.76","2494"]
["11","80010680","预拌同配比砂浆","C20(42.5)  砂子\n4.75mm","m3","0.111","171.06","18.99"]
["12","80213575","预拌非泵送普通混\n凝土","C20(42.5) 碎石\n31.5mm 塌落度120-\n160mm","m3","2.141","378.64","810.67"]
["13","80213525","预拌非泵送普通混\n凝土","C20(42.5) 碎石25mm \n塌落度120-160mm","m3","2.752","383.5","1055.39"]
["14","01030140","镀锌铁丝","22#","kg","12.238","5.06","61.92"]
["15","01090290","圆钢","Ф10","t","0.048","4008.85","192.42"]
["16","01090240","圆钢","Φ6","t","0.053","4008.85","212.47"]
["17","01010580","线材","HRB400EΦ6","t","0.012","4070.8","48.85"]
["18","01010590","线材","HRB400EΦ8","t","0.694","4070.8","2825.14"]
["19","03131970","低合金钢焊条","E43系列","kg","5.69","12.57","71.52"]
["20","01010350","螺纹钢筋","HRB400EΦ16","t","0.484","3584.07","1734.69"]
["21","01010330","螺纹钢筋","HRB400EΦ12","t","0.218","3690.27","804.48"]
["22","01010340","螺纹钢筋","HRB400EΦ14","t","0.023","3628.32","83.45"]
["23","01010370","螺纹钢筋","HRB400EΦ20","t","0.4","3584.07","1433.63"]
["24","01610250","铁件","综合","kg","40.644","4.779","194.24"]
["25","14410070","玻璃胶","300ml","支","15.011","9.21","138.25"]
["26","06050010","钢化玻璃","δ6","㎡","6.208","53.1","329.64"]
[]
[null,null," "," "," "," "," "," "]
["  表14",null," "," "," "," "," "," "]
["人工、材料设备、机械汇总表"]
["工程名称：漳州无极药业有限公司危险品库",{"$nulls":5},"第2页 共14页"]
["序号","工料机编码","工料机名称","规格、型号等特殊要求","单位","数量","单价","合价"]
["27","14410090","玻璃胶","350g","支","5.322","11.95","63.6"]
["28","13350660","聚氨酯发泡密封胶","750ml/支","支","15.261","2.28","34.8"]
["29","49010320","小五金费用"," ","元","116.384","0.92","107.07"]
["30","01510020_1","银色铝合金型材","70系列","kg","48.829","18.584","907.44"]
["31","13350620","JS防水涂料"," ","kg","36.036","4.97","179.1"]
["32","80010490","现拌抹灰砂浆","1:2.5 M40(42.5) 砂\n子4.75mm 稠度\n50~70mm","m3","0.667","388.04328","258.82"]
["33","80110110","素水泥浆"," ","m3","0.028","664.757","18.61"]
["34","04010001","水泥","32.5","kg","42.657","0.442","18.85"]
["35","80010500","现拌抹灰砂浆","1:3 M30(42.5) 砂子\n4.75mm 稠度50~70mm","m3","0.62","346.19328","214.64"]
["36","80213520","预拌非泵送普通混\n凝土","C15(42.5) 碎石25mm \n塌落度120-160mm","m3","4.717","364.08","1717.37"]
["37","04050520","天然砂石"," ","m3","5.875","48.86","287.05"]
["38","80010480","现拌抹灰砂浆","1:2 M45(42.5) 砂子\n4.75mm 稠度50~70mm","m3","0.217","435.09424","94.42"]
["39","80010490_1","不发火现拌抹灰砂\n浆","1:2.5 M40(42.5) 砂\n子4.75mm 稠度\n50~70mm","m3","0.346","388.04328","134.26"]
["40","80010500_1","不发火现拌抹灰砂\n浆","1:3 M30(42.5) 砂子\n4.75mm 稠度50~70mm","m3","0.029","346.19328","10.04"]
["41","13010670","内墙用乳胶漆底漆"," ","kg","1.023","9.29","9.5"]
["42","13030680","内墙用乳胶漆面漆"," ","kg","2.447","12.83","31.4"]
["43","13030480","腻子粉"," ","kg","187.301","2.8","524.44"]
["44","010101001010","水泥","32.5(砂浆用)","kg","418.201","0.442","184.84"]
["45","04030120","中(细)砂","损耗2%+膨胀1.18","m3","2.042","174.76","356.86"]
["46","04090170","石灰膏"," ","m3","0.439","635.42","278.95"]
["47","80050140_1","水泥石灰膏砂浆","1:3:9","m3","0.893","433.3632","386.99"]
["48","80110060","水泥纸筋灰浆"," ","m3","0.115","155.17","17.84"]
["49","80050100","混合砂浆","1:1:6","m3","0.904","377.7486","341.48"]
["50","04010090","袋装水泥","42.5","kg","136.884","0.482","65.98"]
["51","14410860","建筑胶"," ","kg","24.183","1.32","31.92"]
["52","03210390","钢丝网"," ","㎡","16.401","4.87","79.87"]
["53","35030090","钢管使用费"," ","t.月","14.162","138.58","1962.57"]
["54","35030210","扣件、底座使用费"," ","个.月","2195.424","0.25","548.86"]
["55","05030210","杉木锯材"," ","m3","0.445","1725.66","767.92"]
[]
[null,null," "," "," "," "," "," "]
["  表14",null," "," "," "," "," "," "]
["人工、材料设备、机械汇总表"]
["工程名称：漳州无极药业有限公司危险品库",{"$nulls":5},"第3页 共14页"]
["序号","工料机编码","工料机名称","规格、型号等特殊要求","单位","数量","单价","合价"]
["56","35030320","竹脚手板"," ","㎡","9.622","8.41","80.92"]
["57","35050070","密目安全网（阻燃\n）","1.5×6","㎡","101.64","6.19","629.15"]
["58","17010310","焊接钢管"," ","kg","12.086","4.012","48.49"]
["59","35030190","扣件"," ","个","5.031","9.73","48.95"]
["60","35030310","木脚手板","500","m3","0.023","1600.88","36.82"]
["61","35010140","胶合板","18厚、一级、酚醛","㎡","32.601","30.97","1009.65"]
["62","05030220","松木锯材"," ","m3","0.707","1378.54","974.63"]
["63","35020060","蝴蝶扣"," ","个","3.98","1.96","7.8"]
["64","04270100","混凝土内撑条","20mm×25mm","m","21.773","0.91","19.81"]
["65","03014950","拉杆螺栓"," ","kg","2.548","4.07","10.37"]
["66","17251260","硬聚氯乙烯管","Φ15","m","24.511","2.59","63.48"]
["67","35030080","钢管","Φ48.3×3.6","t.月","1.433","138.58","198.59"]
["68","35030200","扣件"," ","个.月","346.988","0.25","86.75"]
["69","13410030","嵌缝料"," ","kg","5.449","5.83","31.77"]
["70","35030050","可调托座"," ","个.月","25.915","0.8","20.73"]
["71","35030030","固定底座"," ","个.月","22.329","0.44","9.82"]
["72","80050170","现拌混合砂浆","M10(42.5)","m3","0.335","222.93868","74.68"]
["73","80213580","预拌非泵送普通混\n凝土","C25(42.5) 碎石\n31.5mm 塌落度120-\n160mm","m3","0.335","398.06","133.35"]
["74","80090130","沥青砂浆","1:2:7","m3","0.042","1319.9352","55.44"]
["75","14230060","滑石粉"," ","kg","19.516","0.5","9.76"]
["76","13310020","石油沥青"," ","kg","10.175","3.72","37.85"]
["77","80310020","灰土","3:7","m3","1.827","180.75","330.23"]
["78","04090250","生石灰"," ","kg","443.917","0.64","284.11"]
["79","04090350","粘土"," ","m3","2.101","21.18","44.5"]
["80","80010460","现拌抹灰砂浆","1:1 M55(42.5) 砂子\n4.75mm 稠度50~70mm","m3","0.031","711.99112","22.07"]
["81","80213205","现拌普通混凝土","C20(42.5) 碎石\n10mm(细石) 塌落度\n30-50mm","m3","0.153","336.66424","51.51"]
["82","04050200","碎石","Φ5-10 （细石）","m3","0.098","155.34","15.22"]
["83","05030240","枕木","综合","m3","0.16","1956.64","313.06"]
["84","80213530","预拌非泵送普通混\n凝土","C25(42.5) 碎石25mm \n塌落度120-160mm","m3","10.05","402.91","4049.25"]
[]
[null,null," "," "," "," "," "," "]
["  表14",null," "," "," "," "," "," "]
["人工、材料设备、机械汇总表"]
["工程名称：漳州无极药业有限公司危险品库",{"$nulls":5},"第4页 共14页"]
["序号","工料机编码","工料机名称","规格、型号等特殊要求","单位","数量","单价","合价"]
["85","80214750","预拌非泵送抗渗混\n凝土","C25P6(42.5) 碎石\n25mm 塌落度120-\n160mm","m3","2.717","412.62","1121.09"]
["86","03130340","电焊条","结422","kg","3.343","3.36","11.23"]
["87","01210010","角钢","综合","kg","52.366","3.982","208.52"]
["88","01291520","热轧薄钢板"," ","t","0.027","3982.3","107.52"]
["89","03030510","门铁件"," ","kg","2.449","8.55","20.94"]
["90","06010001","平板玻璃","δ3","㎡","0.363","28.6","10.38"]
["91","80216185","预拌混凝土","4.5MPa","m3","30.702","339.81","10432.85"]
["92","13310050","石油沥青","10#","kg","26.381","2.74","72.28"]
["93","34110030","电"," ","kW·h","12.636","0.7345","9.28"]
["94","49010030","其他材料费"," ","%","561.168","1","561.17"]
["95","03014970","六角螺栓"," ","kg","0.967","7.29","7.05"]
["96","03130160","低合金实芯焊丝","Φ1.2","kg","3.495","6.9","24.12"]
["97","14390050","二氧化碳气体"," ","m3","2.479","2.05","5.08"]
["98","03210180","垫铁"," ","kg","0.677","3.5","2.37"]
["99","05030220_1","松木锯材"," ","m3","0.002","1378.54","2.76"]
["100","13030600","环氧富锌底漆(封闭\n漆)"," ","kg","0.265","21.73","5.76"]
["101","14350970","环氧富锌 稀释剂"," ","kg","0.027","18.19","0.49"]
["102","33010560","钢檩条制作 (C型\nZ型)"," ","t","0.093","5629.8","523.57"]
["103","01290100","钢板","综合","t","0.028","3468.14","97.11"]
["104","01000020","型钢","综合","t","0.006","3982.3","23.89"]
["105","14390180","氧气"," ","m3","0.664","4.01","2.66"]
["106","14390070","可燃气体(丙烷)"," ","kg","0.244","2.88","0.7"]
["107","13050150","钢结构薄型防火涂\n料"," ","kg","87.467","5.31","464.45"]
["108","03130700","埋弧焊剂"," ","kg","0.487","3.56","1.73"]
["109","01030390","镀锌低碳钢丝","Φ3","kg","0.325","10.06","3.27"]
["110","14390190","乙炔气"," ","kg","0.097","21.35","2.07"]
["111","01610210","钢丸"," ","㎏","1.236","6.67","8.24"]
["112","17270350","喷砂用胶管","中压 40mm","m","0.026","15.58","0.41"]
["113","34090170","喷砂嘴"," ","个","0.016","35.4","0.57"]
["114","13050090","醇酸防锈漆"," ","kg","0.396","6.69","2.65"]
[]
[null,null," "," "," "," "," "," "]
["  表14",null," "," "," "," "," "," "]
["人工、材料设备、机械汇总表"]
["工程名称：漳州无极药业有限公司危险品库",{"$nulls":5},"第5页 共14页"]
["序号","工料机编码","工料机名称","规格、型号等特殊要求","单位","数量","单价","合价"]
["115","14050060","油漆溶剂油"," ","kg","0.036","6.31","0.23"]
["116","13010160","酚醛调和漆"," ","kg","0.34","7.64","2.6"]
["117","15070040","沥青玻璃棉毡"," ","m3","0.849","338.42","287.32"]
["118","14410080","玻璃胶","310g","支","2.394","9.4","22.5"]
["119","01292000","单层彩板"," ","㎡","2.016","11.2","22.58"]
["120","03210060_2","不锈钢丝网","200x200","㎡","16.758","7.5","125.69"]
["121","33410420_1","镀锌铁皮天沟","400宽","m","4.2","122.5","514.5"]
["122","01292010_1","单层彩钢板","760型","㎡","16.787","33.5","562.36"]
["123","01000030","型钢","综合","kg","3.969","3.982","15.8"]
["124","01010790","热轧圆盘条","Φ10以内","kg","8.061","3.45","27.81"]
["125","01030040","镀锌铁丝","13#-17#","kg","0.463","4.75","2.2"]
["126","01090080_1","利用φ12镀锌圆钢\n沿外墙边沿做避雷\n带"," ","m","28.361","4.5","127.62"]
["127","01090140","圆钢","Φ10～14","kg","0.316","4.097","1.29"]
["128","01090200","圆钢","Φ10以内","kg","0.567","4.009","2.27"]
["129","01090310","圆钢","Φ12","kg","1.4","4.097","5.74"]
["130","01291750","热轧厚钢板","δ8.0～15","kg","0.094","3.52","0.33"]
["131","01291790","热轧厚钢板","δ12～20","kg","0.21","3.52","0.74"]
["132","01530010","封铅","含铅65% 锡35%","kg","0.134","50.5","6.77"]
["133","02010180","橡胶板","δ1-3","kg","0.022","3.98","0.09"]
["134","02070240","橡胶垫","δ2","㎡","0.022","3.45","0.08"]
["135","02130050","聚四氟乙烯生料带","宽20","m","54.493","0.09","4.9"]
["136","02130120","三色塑料带","20mm×40m","m","0.553","0.27","0.15"]
["137","02270001","白布"," ","kg","2.007","25.36","50.9"]
["138","02270260","棉纱"," ","kg","0.425","5.49","2.33"]
["139","02270270","棉纱头"," ","kg","0.024","5.31","0.13"]
["140","02270310","破布"," ","kg","0.012","5.48","0.07"]
["141","02290120","油麻"," ","kg","1.246","2.65","3.3"]
["142","03010550","圆钉"," ","kg","0.094","5.58","0.52"]
["143","03010640","木螺钉","M2-4×6-65","个","4.16","0.05","0.21"]
["144","03010750","木螺钉","M4×65","个","9.491","0.04","0.38"]
["145","03011170","镀锌螺钉","M2～5×4～50","个","4.08","0.04","0.16"]
[]
[null,null," "," "," "," "," "," "]
["  表14",null," "," "," "," "," "," "]
["人工、材料设备、机械汇总表"]
["工程名称：漳州无极药业有限公司危险品库",{"$nulls":5},"第6页 共14页"]
["序号","工料机编码","工料机名称","规格、型号等特殊要求","单位","数量","单价","合价"]
["146","03011950","镀锌锁紧螺母","3×15-20","个","10.83","0.2","2.17"]
["147","03011970","镀锌锁紧螺母","DN15×3","个","0.309","0.19","0.06"]
["148","03011990","镀锌锁紧螺母","3×20","个","0.223","0.23","0.05"]
["149","03014970","六角螺栓"," ","kg","0.411","7.29","3"]
["150","03015340","膨胀螺栓"," ","kg","0.087","6.32","0.55"]
["151","03015420","膨胀螺栓","M6","个","3.579","0.21","0.75"]
["152","03015430","膨胀螺栓","M6","套","4.08","0.21","0.86"]
["153","03015450","膨胀螺栓","M8","套","3.42","0.45","1.54"]
["154","03016890","六角螺栓带螺母、\n垫圈","综合","kg","0.116","5.59","0.65"]
["155","03130280","焊锡丝"," ","kg","0.238","22.12","5.26"]
["156","03130300","松香焊锡丝","综合","m","0.08","1.06","0.08"]
["157","03130370","电焊条","结422Φ3.2","kg","0.553","3.1","1.71"]
["158","03130410","电焊条","Φ3.2","kg","0.12","3.1","0.37"]
["159","03130650","焊锡膏"," ","kg","0.049","33.63","1.65"]
["160","03130790","冲击钻头","Φ6～8","个","0.028","5.13","0.14"]
["161","03130800","冲击钻头","Φ6-12","个","0.632","5.31","3.36"]
["162","03130820","冲击钻头","Φ10～20","个","0.037","11.06","0.41"]
["163","03130830","冲击钻头","Φ8","个","0.05","4.25","0.21"]
["164","03130850","冲击钻头","Φ12","只","0.05","7.43","0.37"]
["165","03130970","合金钢钻头","Φ10","个","0.045","4.12","0.19"]
["166","03131100","钢丝刷"," ","把","0.012","1.64","0.02"]
["167","03131110","锯条","综合","根","4.169","0.44","1.83"]
["168","03131120","钢锯条"," ","根","8.95","0.23","2.06"]
["169","03131240","尼龙砂轮片","Φ100","片","0.002","2.11","0"]
["170","03131270","尼龙砂轮片","Φ400","片","0.419","8.88","3.72"]
["171","03131360","塑料胀管","Φ6-8","个","100.236","0.04","4.01"]
["172","03131480","铁砂布"," ","张","0.22","0.88","0.19"]
["173","03131490","铁砂布","0#-2#","张","0.041","0.81","0.03"]
["174","03131590","低碳钢焊条","综合","kg","7.013","6.88","48.25"]
["175","03131630","低碳钢焊条","J422 Φ3.2","kg","0.425","6.88","2.92"]
["176","03131660","低碳钢焊条","J427 Φ3.2","kg","0.038","6.88","0.26"]
[]
[null,null," "," "," "," "," "," "]
["  表14",null," "," "," "," "," "," "]
["人工、材料设备、机械汇总表"]
["工程名称：漳州无极药业有限公司危险品库",{"$nulls":5},"第7页 共14页"]
["序号","工料机编码","工料机名称","规格、型号等特殊要求","单位","数量","单价","合价"]
["177","03131890","锡基钎料"," ","kg","0.313","42.48","13.3"]
["178","03210660","平垫铁","综合","kg","0.15","4.07","0.61"]
["179","04010010","水泥","42.5","kg","67.948","0.482","32.75"]
["180","04010050","袋装水泥","32.5","kg","0.6","0.442","0.27"]
["181","04010110","袋装水泥","42.5R","kg","0.49","0.482","0.24"]
["182","04030175","机制砂"," ","kg","1.468","0.085","0.12"]
["183","04130720","水泥实心砖","240×115×53 MU10","块","497.768","0.35","174.22"]
["184","13010160_1","酚醛调和漆"," ","kg","0.087","7.64","0.66"]
["185","13010370","沥青清漆"," ","kg","0.166","10.78","1.79"]
["186","13010390","煤焦沥青漆","L01-17","kg","0.767","10.04","7.7"]
["187","13010400_1","管道刷油 环氧沥青\n漆 (共2遍)"," ","kg","1.086","10.04","10.9"]
["188","13050060","防锈漆","C53-1","kg","0.135","7.66","1.03"]
["189","13050100","醇酸防锈漆","C53-1","kg","0.08","7.06","0.56"]
["190","13050100_1","醇酸防锈漆","C53-1","kg","1.487","7.06","10.5"]
["191","13050110","酚醛防锈漆"," ","kg","0.04","7.4","0.3"]
["192","13050220","沥青绝缘漆"," ","kg","0.022","13.87","0.31"]
["193","13090050_1","银粉漆"," ","kg","0.239","11.19","2.67"]
["194","13350280","密封油膏","塑料油膏","kg","0.326","3.14","1.02"]
["195","14030060","汽油","92#","kg","2.395","7.88","18.87"]
["196","14030090","铅油"," ","kg","0.403","5.44","2.19"]
["197","14030100","铅油","厚漆","kg","0.081","5.62","0.46"]
["198","14050050","溶剂汽油","200#","kg","0.423","8.31","3.52"]
["199","14070130","机油","综合","kg","0.606","5.8","3.51"]
["200","14070240","清油"," ","kg","0.201","12","2.41"]
["201","14090010","电力复合酯","综合","kg","0.557","26.18","14.58"]
["202","14330001","丙酮"," ","kg","0.309","4.71","1.46"]
["203","14330050","动力苯"," ","kg","0.177","8.77","1.55"]
["204","14330190","硬脂酸","一级","㎏","0.022","7.38","0.16"]
["205","14350240","隔离剂"," ","kg","0.014","0.89","0.01"]
["206","14350570","脱模剂"," ","kg","0.017","2.88","0.05"]
["207","14351200","金属清洁剂"," ","kg","1.38","6.22","8.58"]
[]
[null,null," "," "," "," "," "," "]
["  表14",null," "," "," "," "," "," "]
["人工、材料设备、机械汇总表"]
["工程名称：漳州无极药业有限公司危险品库",{"$nulls":5},"第8页 共14页"]
["序号","工料机编码","工料机名称","规格、型号等特殊要求","单位","数量","单价","合价"]
["208","14390070","可燃气体(丙烷)"," ","kg","1","2.88","2.88"]
["209","14390180","氧气"," ","m3","0.394","4.01","1.58"]
["210","14390190","乙炔气"," ","kg","0.133","21.35","2.84"]
["211","14410430","氯丁粘接剂"," ","kg","0.203","14.76","3"]
["212","15010420","石棉橡胶板","低压 δ0.8-6.0","kg","0.02","5.87","0.12"]
["213","17010410_1","钢管敷设 (砖、混\n凝土结构暗配 \nSC15)"," ","m","17.201","5.2","89.45"]
["214","17010430","焊接钢管","DN20","m","0.039","6.85","0.27"]
["215","17010430_2","钢管敷设 (砖、混\n凝土结构明配 \nSC20)"," ","m","21.218","4.78","101.42"]
["216","17010450_1","钢管敷设 (砖、混\n凝土结构明配 \nSC25)"," ","m","25.956","10.07","261.38"]
["217","17010460_1","钢管敷设 (砖、混\n凝土结构暗配 \nSC32)"," ","m","7.828","12.74","99.73"]
["218","17010830_1","穿墙套管DN32"," ","m","0.6","25","15"]
["219","17070030","无缝钢管","Φ22×2","m","0.016","2.65","0.04"]
["220","17250001","塑料管"," ","kg","0.18","9.98","1.8"]
["221","17253170_1","给排水管道 室内 \n塑料雨水管(粘接\n)DN200)"," ","m","8.308","55.75","463.17"]
["222","17270250","橡胶软管","DN20","m","0.018","9.76","0.18"]
["223","17280030_1","钢塑复合管（\n1.2Mpa 丝扣连接）\nDN25"," ","m","5.351","20.35","108.89"]
["224","17280040_1","钢塑复合管（\n1.2Mpa 丝扣连接）\nDN32"," ","m","2.874","23.01","66.13"]
["225","17280060_1","钢塑复合管（\n1.2Mpa 丝扣连接）\nDN50"," ","m","15.431","37.17","573.57"]
["226","17310780","输水软管","Φ25","m","0.032","2.64","0.08"]
["227","18030350","镀锌丝堵(堵头)","DN15","个","4","0.58","2.32"]
["228","18037100","固定卡子","Φ90","个","8.078","1.89","15.27"]
["229","18092080","室内塑料雨水管粘\n接管件","Φ200","个","3.707","49.85","184.79"]
["230","18110160","给水室内钢塑复合\n管螺纹管件","DN25","个","6.156","5.61","34.54"]
["231","18110170","给水室内钢塑复合\n管螺纹管件","DN32","个","2.851","8.13","23.18"]
[]
[null,null," "," "," "," "," "," "]
["  表14",null," "," "," "," "," "," "]
["人工、材料设备、机械汇总表"]
["工程名称：漳州无极药业有限公司危险品库",{"$nulls":5},"第9页 共14页"]
["序号","工料机编码","工料机名称","规格、型号等特殊要求","单位","数量","单价","合价"]
["232","18110190","给水室内钢塑复合\n管螺纹管件","DN50","个","10.179","15.61","158.89"]
["233","18150130","管接头","DN15×5","个","2.752","0.75","2.06"]
["234","18150230","镀锌管接头","DN15×5","个","7.548","0.88","6.64"]
["235","18150260","镀锌管接头","DN32×6","个","1.252","3.04","3.81"]
["236","18151000","黑玛钢活接头","DN50","个","2.02","16.05","32.42"]
["237","18151800","黑玛钢六角内接头","DN50","个","1.616","5.35","8.65"]
["238","18250020","成品管卡"," ","套","3.486","0.74","2.58"]
["239","18250130","管卡(钢管用)","DN20","个","25.462","0.71","18.08"]
["240","18250140","管卡(钢管用)","DN25","个","21.543","0.8","17.23"]
["241","18251120","黑玛钢管箍","DN50","个","1.01","5.94","6"]
["242","18251330","镀锌异径管箍","DN25×15","个","4.04","1.87","7.55"]
["243","19002310","螺纹阀门","DN20","个","0.011","12.69","0.14"]
["244","19002350_1","全喷塑软密封闸阀\nDN50"," ","个","2.02","67.77","136.9"]
["245","19280220_2","电磁阀ZCSDN50"," ","个","1","240.58","240.58"]
["246","23010001_1","灭火器MF/ABC4"," ","个","4","75","300"]
["247","23210001_1","开式喷头"," ","个","4.04","35","141.4"]
["248","23370001_1","定温温度感应器（\n防爆 DC24V)"," ","只","1","75","75"]
["249","23370040_1","防爆型气体探测器\n（RBK-6000-AF）"," ","只","1","185","185"]
["250","23410060_1","现场按钮箱（防爆 \nGT-0101）"," ","只","4","85","340"]
["251","23450190","铜接线卡","1.0-2.5","个","4.06","0.71","2.88"]
["252","24010180_1","水表LXS-50"," ","个","1","200.88","200.88"]
["253","24110190","弹簧压力表","Y-100 0-1.6MPa","块","0.038","92.92","3.53"]
["254","24590040","压力表弯管","DN15","个","0.038","22.12","0.84"]
["255","26310001","空白面板"," ","个","4.08","1.3","5.3"]
["256","27060130_2","-40*4热镀锌扁钢"," ","m","11.601","4.64","53.83"]
["257","27170040","自粘性橡胶带","25×20000","卷","0.12","14.16","1.7"]
["258","27170170","自粘性塑料带","20×20000","卷","0.15","2.65","0.4"]
["259","27170180","电气绝缘胶带","18mm×10m×0.13mm","卷","1.843","4.42","8.15"]
["260","28000010_1","管内穿线BV-2.5"," ","m","123.424","1.694","209.08"]
["261","28000010_2","管内穿线BV-4"," ","m","29.7","2.552","75.79"]
[]
[null,null," "," "," "," "," "," "]
["  表14",null," "," "," "," "," "," "]
["人工、材料设备、机械汇总表"]
["工程名称：漳州无极药业有限公司危险品库",{"$nulls":5},"第10页 共14页"]
["序号","工料机编码","工料机名称","规格、型号等特殊要求","单位","数量","单价","合价"]
["262","28000010_4","管内穿线BV-1.5"," ","m","26.912","1.331","35.82"]
["263","28010390","镀锡裸铜软绞线","TJRX 16MM2","kg","0.84","53.1","44.6"]
["264","28010420","硬铜绞线","TJ-2.5～4","m","6.461","3.1","20.03"]
["265","28031230","塑料软铜绝缘导线","BVR-4","m","1.818","1.87","3.4"]
["266","28031940","铜芯聚氯乙烯绝缘\n电线","BV-2.5","m","1.222","1.54","1.88"]
["267","28031960","铜芯聚氯乙烯绝缘\n电线","BV-4","m","5.46","2.32","12.67"]
["268","28031970","铜芯聚氯乙烯绝缘\n电线","BV-6","m","0.305","3.47","1.06"]
["269","28032120","铜芯橡皮绝缘电线","BX-2.5","m","0.24","1.5","0.36"]
["270","28032160","阻然铜芯聚氯乙烯\n绝缘绞型连接用软\n电线","ZR-RVS 2×1.5","m","0.306","1.59","0.49"]
["271","28110020_2","室内敷设电力电缆 \n铜芯电力电缆敷设 \n电缆KYJ-6*1.5)"," ","m","13.251","19.55","259.06"]
["272","28110020_3","室内敷设电力电缆 \n铜芯电力电缆敷设 \n电缆KVV-4*1.5)"," ","m","7.353","15.13","111.25"]
["273","29060020","钢管保护管","Φ40×400","根","1.143","3.98","4.55"]
["274","29060070","钢管塑料护口","25-32","个","5.068","0.35","1.77"]
["275","29060090","钢管塑料护口","15","个","2.58","0.18","0.46"]
["276","29060100","钢管塑料护口","20","个","3.183","0.27","0.86"]
["277","29060820","镀锌钢管塑料护口","DN15～20","个","5.315","0.04","0.21"]
["278","29090180","铜接线端子","20A","个","1.015","0.16","0.16"]
["279","29090290","铜接线端子","DT-6","个","2.03","0.6","1.22"]
["280","29090310","铜接线端子","DT-16","个","33.46","1.58","52.87"]
["281","29110090","等电位端子箱"," ","个","1","85","85"]
["282","29110110_2","钢制开关盒"," ","个","3.06","2.43","7.44"]
["283","29110110_3","钢制灯头盒"," ","个","1.02","2.43","2.48"]
["284","29110190","塑料接线盒"," ","个","4.08","1.77","7.22"]
["285","29250020","镀锌电缆吊挂","3.0×50","套","1.141","30.97","35.34"]
["286","29250090","镀锌电缆卡子","2×35","套","5.234","3.23","16.91"]
["287","29250130","接地卡子","综合","个","15.096","0.13","1.96"]
["288","29270130","扁钢卡子","-25×4","kg","1.351","6.46","8.73"]
["289","33010190","镀锌扁钢支架","40×3","kg","7.563","5.65","42.73"]
[]
[null,null," "," "," "," "," "," "]
["  表14",null," "," "," "," "," "," "]
["人工、材料设备、机械汇总表"]
["工程名称：漳州无极药业有限公司危险品库",{"$nulls":5},"第11页 共14页"]
["序号","工料机编码","工料机名称","规格、型号等特殊要求","单位","数量","单价","合价"]
["290","33050060","铸铁爬梯"," ","kg","7.466","2.76","20.61"]
["291","34070040","塑料手套","ST型","个","7.35","6.64","48.8"]
["292","34110030","电"," ","kW·h","0.131","0.7345","0.1"]
["293","34130010","标志牌","塑料扁形","个","1.342","0.88","1.18"]
["294","35010001","钢模板"," ","kg","0.003","4.99","0.01"]
["295","35010130","木模板"," ","m3","0.003","1483.19","4.45"]
["296","36010260","铸铁井盖井座"," ","套","1.01","526.43","531.69"]
["297","80010020","水泥砂浆","1:2(32.5)","m3","0.215","406.4998","87.4"]
["298","80010030","水泥砂浆","1:2.5(32.5)","m3","0.002","393.4982","0.79"]
["299","80010210","砌筑水泥砂浆","M7.5(42.5)","m3","0.306","286.1322","87.56"]
["300","80216145","预拌混凝土","C15","m3","0.132","271.84","35.88"]
["301","JXQTCLF","其他材料费"," ","元","134.651","1","134.65"]
["302","26410270_2","防爆型插座（RYD-\nE01 16A 安全型）"," ","个","1.02","45","45.9"]
["303","25000020_3","防爆LED工厂灯（\n50W LED灯）"," ","套","1.01","420","424.2"]
["304","30402077_2","ZAL防水防爆配电箱\nIP65"," ","台","1","5670","5670"]
["305","13030370_2","白色无机硅酸盐涂\n料"," ","kg","21.037","9.29","195.43"]
["306","13030770_1","无光高级丙烯酸外\n墙涂料","白色","kg","116.476","17.7","2061.63"]
["307","03010970","镀锌自攻螺钉","M5×80","个","102.48","0.04","4.1"]
["308","12030370","铝合金角线","L20×20×1.5","m","25.864","4.46","115.35"]
["三"," ","设备"," "," "," "," "," "]
["四"," ","机械"," "," "," "," "," "]
["1","99010030","履带式单斗挖掘机","液压 斗容量1.25m3","台班","0.08","1218.35","97.47"]
["2","99070030","履带式推土机","功率75kW","台班","0.084","787.26","66.13"]
["3","99130280","电动夯实机","夯击能力20～62N.m","台班","2.367","27.16","64.29"]
["4","99050210","灰浆搅拌机","拌筒容量200L","台班","0.898","136.64","122.7"]
["5","99050880","混凝土抹平机","功率 5.5kW","台班","0.113","21.95","2.48"]
["6","99170010","钢筋调直机","直径40mm","台班","0.202","28.86","5.83"]
["7","99170020","钢筋切断机","直径40mm","台班","0.189","39.14","7.4"]
["8","99170040","钢筋弯曲机","直径40mm","台班","0.469","23.86","11.19"]
["9","99450790","电焊条烘干箱","容积450×350×450","台班","0.047","15.78","0.74"]
[]
[null,null," "," "," "," "," "," "]
["  表14",null," "," "," "," "," "," "]
["人工、材料设备、机械汇总表"]
["工程名称：漳州无极药业有限公司危险品库",{"$nulls":5},"第12页 共14页"]
["序号","工料机编码","工料机名称","规格、型号等特殊要求","单位","数量","单价","合价"]
["10","99250150","对焊机","容量75kV·A","台班","0.101","103.61","10.46"]
["11","99250110","直流弧焊机","容量 32kV·A","台班","0.56","84.53","47.34"]
["12","99250001","交流弧焊机","容量21kV·A","台班","3.358","54.77","183.92"]
["13","99450550","其他机械费"," ","元","25.822","0.92","23.76"]
["14","99070530","载货汽车","装载质量6t","台班","0.448","419.31","187.85"]
["15","99210001","木工圆锯机","直径500mm","台班","1.009","24.13","24.35"]
["16","99070870","机动翻斗车","装载质量1t","台班","0.047","156.56","7.36"]
["17","99090060","履带式起重机","提升质量15t","台班","0.013","655.27","8.52"]
["18","99070540","载货汽车","装载质量8t","台班","0.013","482.28","6.27"]
["19","99050740","平板式混凝土振捣\n器"," ","台班","0.007","8.97","0.06"]
["20","99050010","电动滚筒式混凝土\n搅拌机","出料容量400L","台班","0.013","131.12","1.7"]
["21","99010040","履带式单斗挖掘机","液压 斗容量1.6m3","台班","0.5","1515.83","757.92"]
["22","99070770","平板拖车组","装载质量60t","台班","1","1587.08","1587.08"]
["23","99250020","交流弧焊机","容量32kV·A","台班","0.288","80.3","23.13"]
["24","99050660","混凝土磨光机"," ","台班","1.009","14.88","15.01"]
["25","99050670","混凝土振动梁"," ","台班","1.009","20.61","20.8"]
["26","99090360","汽车式起重机","提升质量25t","台班","0.031","959.83","29.75"]
["27","99250610","交流电焊机","功率32kVA","台班","0.033","89.46","2.95"]
["28","99090560","门式起重机","提升质量10t","台班","0.008","347.55","2.78"]
["29","99090570","门式起重机","提升质量20t","台班","0.003","521.28","1.56"]
["30","99070990","轨道平车","装载质量10t","台班","0.008","80.68","0.65"]
["31","99191440","液压矫正机","YJZ-60B","台班","0.001","376.84","0.38"]
["32","99190420","剪板机","厚度×宽度 40×\n3100mm","台班","0.001","546.43","0.55"]
["33","99270140","焊剂烘干机","YJJ-A-300","台班","0.003","38.97","0.12"]
["34","99450770","恒温箱"," ","台班","0.003","59.56","0.18"]
["35","99250240","二氧化碳气体保护\n焊机","电流500A","台班","0.05","120.44","6.02"]
["36","99190300","摇臂钻床","Z3050×16/1","台班","0.001","134.38","0.13"]
["37","99430220","电动空气压缩机","排气量10m3/min","台班","0.073","346.39","25.29"]
["38","99070730","平板拖车组","装载质量20t","台班","0.006","975.85","5.86"]
["39","99090350","汽车式起重机","提升质量20t","台班","0.01","905.14","9.05"]
[]
[null,null," "," "," "," "," "," "]
["  表14",null," "," "," "," "," "," "]
["人工、材料设备、机械汇总表"]
["工程名称：漳州无极药业有限公司危险品库",{"$nulls":5},"第13页 共14页"]
["序号","工料机编码","工料机名称","规格、型号等特殊要求","单位","数量","单价","合价"]
["40","99250230","二氧化碳气体保护\n焊机","电流450A","台班","0.01","131.33","1.31"]
["41","99190770","刨边机","加工长度12000mm","台班","0.003","480.57","1.44"]
["42","99230140","数控切割机","CNC/GDZ-400","台班","0.013","219.68","2.86"]
["43","99191040","型钢矫正机","37.5t","台班","0.001","200.73","0.2"]
["44","99190440","型钢剪断机","剪断宽度500mm","台班","0.001","207.44","0.21"]
["45","99090340","汽车式起重机","提升质量16t","台班","0.002","832.97","1.67"]
["46","99191550","抛丸除锈机","直径 219mm","台班","0.056","276.67","15.49"]
["47","99450140","鼓风机","能力 3m3/min","台班","0.047","25.79","1.21"]
["48","98050110","万用表","手持式","台班","1.702","6.83","11.62"]
["49","98050200","相位表"," ","台班","0.789","10.33","8.15"]
["50","98110100","高压绝缘电阻测试\n仪"," ","台班","0.031","39.84","1.24"]
["51","98110170","接地电阻测试仪"," ","台班","4.206","9.72","40.88"]
["52","98350020","电缆测试仪"," ","台班","0.841","17.08","14.36"]
["53","98470450","火灾探测器试验器"," ","台班","0.03","4.27","0.13"]
["54","98470740","振荡器"," ","台班","0.789","18.2","14.36"]
["55","99070520","载货汽车","装载质量5t","台班","0.031","399.23","12.38"]
["56","99090310","汽车式起重机","提升质量8t","台班","0.016","634.5","10.15"]
["57","99090340","汽车式起重机","提升质量16t","台班","0.001","832.97","0.83"]
["58","99091600","吊装机械","综合","台班","0.036","541.52","19.49"]
["59","99110020","手动液压叉车"," ","台班","0.004","182.74","0.73"]
["60","99190190","立式钻床","钻孔直径25mm","台班","0.03","6.49","0.19"]
["61","99190220","台式钻床","钻孔直径16mm","台班","0.012","3.99","0.05"]
["62","99190860","管子切断套丝机","Φ159","台班","0.81","20.08","16.26"]
["63","99191890","电动揋弯机","100以内","台班","0.02","52.72","1.05"]
["64","99230050","砂轮切割机","Φ400","台班","0.111","5.46","0.61"]
["65","99250560","电焊机"," ","台班","0.161","60.84","9.8"]
["66","99250570","电焊机","21kVA","台班","0.191","60.84","11.62"]
["67","99250590","交流电焊机","容量21kVA","台班","0.174","60.84","10.59"]
["68","99440010","电动单级离心清水\n泵","出口直径Φ100","台班","0.008","31.66","0.25"]
["69","99440460","试压泵","压力3MPa","台班","0.036","16.45","0.59"]
["70","99450780","电焊条恒温箱"," ","台班","0.002","49","0.1"]
[]
[null,null," "," "," "," "," "," "]
["  表14",null," "," "," "," "," "," "]
["人工、材料设备、机械汇总表"]
["工程名称：漳州无极药业有限公司危险品库",{"$nulls":5},"第14页 共14页"]
["序号","工料机编码","工料机名称","规格、型号等特殊要求","单位","数量","单价","合价"]
["71","99450810","电焊条烘干箱","容积600×500×750","台班","0.002","25","0.05"]
["72","99070670","自卸汽车","装载质量15t","台班","0.249","908.06","226.11"]
["73","99130120","钢轮内燃压路机","工作质量15t","台班","0.091","565.99","51.51"]
["74","99070090","履带式推土机","功率240kW","台班","0.5","1753.37","876.69"]
[]
[null,null," "," "," "," "," "," "]